## All Critical Part
Item Number | Item Description | Mesin | Min Qty | Max Qty | Stok | Status | Aktif/Tidak | Notes 1 | Notes 2 | Rekomendasi Min Stok | Rekomendasi Max Stok | Kategori Barang | Threshold Usia (Bulan) | Tanggal Transaksi Terakhir | Status Aktif/Dead Stok | Rate PR Setahun | Rate SPR Setahun | Total Beli 1 Tahun Terakhir | Rata-rata Tertimbang (Bobot PR 70% + SPR 30%) | Rekomendasi Max Berdasarkan Tren Per Tahun
O-50834-00 | Autoclave Fedegari FOF / 6 AC - P/N. GM805664 Pressure Transducer and Mouting Par Replaces CD230046 | Autoclave | 1 | 2 | 0 | Kurang | Aktif | Discontinue | - | 0 | 0 | Critical Sparepart | 36 | 0 | TIDAK AKTIF | 0 | 0 | 0 | 0 | 0
O-52922-00 | Autoclave Fedegari FOF / 6 AC - Temperaure transmitter; IPAQ-L Plus 70IPLP0001; | Autoclave | 1 | 2 | 0 | Kurang | Inactive | Inactive | - | 0 | 0 | Critical Sparepart | 36 | 0 | TIDAK AKTIF | 0 | 0 | 0 | 0 | 0
O-18687-00 | Autoclave Fedegari FVA2/A1 NB2963AT - DN10/DN16 CLAMP P/N: GM100017; ; ; | Autoclave | 3 | 6 | 8 | Lebih | Aktif | - | - | 0 | 0 | Fast Moving / Consumable | 18 | 2023-03-24 | TIDAK AKTIF | 2 | 0 | 0 | 2 | 2
O-18688-00 | Autoclave Fedegari FVA2/A1 NB2963AT - DN20/DN22 CLAMP P/N: GM100067; ; ; | Autoclave | 3 | 6 | 3 | Sama | Aktif | - | - | 1 | 1 | Fast Moving / Consumable | 18 | 2025-11-28 | AKTIF | 1 | 0.54545 | 0 | 0.86364 | 0.86364
O-18690-00 | Autoclave Fedegari FVA2/A1 NB2963AT - DN48/DN50 CLAMP P/N: GM100049; ; ; | Autoclave | 3 | 6 | 5 | Lebih | Aktif | - | - | 0 | 0 | Fast Moving / Consumable | 18 | 2023-03-24 | TIDAK AKTIF | 1 | 0 | 0 | 1 | 1
O-18686-00 | Autoclave Fedegari FVA2/A1 NB2963AT - DN6-8 CLAMP P/N: GM100029; ; ; | Autoclave | 3 | 6 | 3 | Sama | Aktif | - | - | 0 | 0 | Fast Moving / Consumable | 18 | 2023-03-24 | TIDAK AKTIF | 1 | 0 | 0 | 1 | 1
O-16731-00 | Autoclave Fedegari FVA2/A1 NB2963AT - KIT Ricambi Valv. DN10 ON-OFF FEDEGARI ASIA PTE LTD P/N : KK000301 pc | Autoclave | 8 | 16 | 0 | Kurang | Aktif | - | - | 1 | 8 | Critical Sparepart | 36 | 2026-07-31 | AKTIF | 7 | 9.2727 | 5 | 7.6818 | 7.6818
O-16732-00 | Autoclave Fedegari FVA2/A1 NB2963AT - KIT Ricambi Valv. DN10 ON-OFF FEDEGARI ASIA PTE LTD P/N : KS000025 pc | Autoclave | 4 | 20 | 3 | Kurang | Aktif | - | - | 3 | 20 | Critical Sparepart | 36 | 2026-07-31 | AKTIF | 5 | 4.9091 | 20 | 4.9727 | 20
P-13714-00 | Autoclave Fedegari FVA2/A1 NB2963AT - Oring Viton 29 x 22 x 3.5 mm; ; ; | Autoclave | 10 | 20 | 0 | Kurang | Inactive | Inactive | - | 0 | 0 | Fast Moving / Consumable | 18 | 2023-12-01 | TIDAK AKTIF | 1 | 1.3636 | 0 | 1.1091 | 1.1091
O-20982-00 | Autoclave FVA2/A1 - SILICONE GASKET FO-5 900X1300 | Autoclave | 1 | 2 | 1 | Sama | Aktif | - | - | 1 | 1 | Fast Moving / Consumable | 18 | 2025-10-30 | AKTIF | 1 | 0 | 1 | 1 | 1
- | Autoclave Service NA2247AU - AUTODIAGNOSIS ON CLEAN STEAM LINE, Fedegari, GP400045, , , | Autoclave | - | - | 0 | Kurang | - | Setara | Setara dengan O-53442-00 | 4 | 31 | General Sparepart | 24 | 2026-08-26 | AKTIF | 0 | 100.6364 | 0 | 30.1909 | 30.1909
O-18692-00 | Autoclave Service NA2247AU - Blind size F1, Fedegari, , , Size F1, | Autoclave | 1 | 3 | 1 | Sama | Aktif | - | - | 0 | 0 | General Sparepart | 24 | 2023-03-24 | TIDAK AKTIF | 1 | 0 | 0 | 1 | 1
O-18693-00 | Autoclave Service NA2247AU - Blind size F2, Fedegari, , , Size F2, | Autoclave | 1 | 3 | 3 | Lebih | Aktif | - | - | 0 | 0 | General Sparepart | 24 | 2023-03-24 | TIDAK AKTIF | 1 | 0 | 0 | 1 | 1
O-18694-00 | Autoclave Service NA2247AU - Blind size F3, Fedegari, , , Size F3, | Autoclave | 1 | 3 | 2 | Lebih | Aktif | - | - | 0 | 0 | General Sparepart | 24 | 2023-03-24 | TIDAK AKTIF | 1 | 0 | 0 | 1 | 1
O-21124-00 | Autoclave Service NA2247AU - O ring 15.47x3.53 | Autoclave | 5 | 10 | 5 | Sama | Aktif | Setara | Setara dengan O-15918-00 | 1 | 6 | Fast Moving / Consumable | 18 | 2025-10-30 | AKTIF | 6 | 0 | 5 | 6 | 6
O-21125-00 | Autoclave Service NA2247AU - O ring 34.52x3.53 | Autoclave | 5 | 10 | 5 | Sama | Aktif | Setara | Setara dengan O-15914-00 | 1 | 6 | Fast Moving / Consumable | 18 | 2025-10-30 | AKTIF | 6 | 0 | 5 | 6 | 6
O-53442-00 | Autoclave Service NA2247AU - Pressure Switch Alco Controls PS3-AJR 0.8-1 bar Assy | Autoclave | 1 | 2 | 1 | Sama | Aktif | - | - | 1 | 1 | General Sparepart | 24 | 2025-10-30 | AKTIF | 1 | 0 | 1 | 1 | 1
O-53441-00 | Autoclave Service NA2247AU - Pressure Transducer MOD. PBMH 24 | Autoclave | 1 | 2 | 1 | Sama | Aktif | - | - | 1 | 1 | Critical Sparepart | 36 | 2025-10-30 | AKTIF | 1 | 0 | 1 | 1 | 1
O-15917-00 | Fedegari FVA2/A1 - CENTERING RING DN16 CLAMP; Code : PP100907; ; ; | Autoclave | 1 | 1 | 3 | Lebih | Aktif | - | - | 0 | 0 | Fast Moving / Consumable | 18 | 2018-02-22 | TIDAK AKTIF | 1 | 0 | 0 | 1 | 1
O-15913-00 | Fedegari FVA2/A1 - CENTERING RING DN35 CLAMP; Code : PP100897; ; ; | Autoclave | 1 | 2 | 1 | Sama | Aktif | - | - | 0 | 0 | Fast Moving / Consumable | 18 | 2018-02-22 | TIDAK AKTIF | 1 | 0 | 0 | 1 | 1
O-15916-00 | Fedegari FVA2/A1 - CLAMP DN10 1/2" (MICROCASTED); Code : GM100017; ; ; | Autoclave | 1 | 1 | 1 | Sama | Aktif | - | - | 0 | 0 | Fast Moving / Consumable | 18 | 2018-02-22 | TIDAK AKTIF | 0 | 0 | 0 | 0 | 0
O-15912-00 | Fedegari FVA2/A1 - CLAMP DN34-DN35 (MICROCASTED); Code : GM100094; ; ; | Autoclave | 1 | 2 | 2 | Lebih | Aktif | - | - | 1 | 2 | Fast Moving / Consumable | 18 | 2026-03-04 | AKTIF | 1 | 0.27273 | 2 | 0.78182 | 2
O-15915-00 | Fedegari FVA2/A1 - DN16 ASTM CAP; Code : PM102747; ; ; | Autoclave | 1 | 1 | 1 | Sama | Aktif | - | - | 0 | 0 | General Sparepart | 24 | 2025-04-15 | AKTIF | 0 | 0 | 0 | 0 | 0
O-15918-00 | Fedegari FVA2/A1 - O-RING 15.47x3.53 ; Code : CC150170; ; ; | Autoclave | 10 | 20 | 17 | Lebih | Aktif | - | - | 1 | 3 | Fast Moving / Consumable | 18 | 2026-07-31 | AKTIF | 3 | 1.3636 | 0 | 2.5091 | 2.5091
O-15914-00 | Fedegari FVA2/A1 - O-RING 34.52x3.53; Code : CC150171; ; ; | Autoclave | 10 | 20 | 15 | Lebih | Aktif | - | - | 1 | 3 | Fast Moving / Consumable | 18 | 2025-12-31 | AKTIF | 3 | 1.3636 | 0 | 2.5091 | 2.5091
O-15911-00 | Fedegari FVA2/A1 - TAPPO DN35 ASTM; Code : PM102749; ; ; | Autoclave | 4 | 8 | 5 | Lebih | Aktif | - | - | 0 | 0 | General Sparepart | 24 | 2023-03-24 | TIDAK AKTIF | 1 | 0 | 0 | 1 | 1
P-15429-00 | Fedegari FVA2/A1 S/N : NB2964AT - Cover Seal FVM-A/2 FOB2 (Code: PP600265); ; ; | Autoclave | 1 | 4 | 4 | Lebih | Aktif | - | - | 1 | 2 | Fast Moving / Consumable | 18 | 2026-01-21 | AKTIF | 1 | 0.54545 | 2 | 0.86364 | 2
O-17831-00 | Gear Door Autoclave | Autoclave | 1 | 2 | 1 | Sama | Aktif | - | - | 1 | 1 | General Sparepart | 24 | 2026-03-31 | AKTIF | 1 | 0.27273 | 0 | 0.78182 | 0.78182
P-17361-00 | O-ring EPDM 15 x 9 x 3 mm ; Brand : - ; P/N : - ; Pack Size : pcs | Autoclave | 10 | 20 | 20 | Lebih | Aktif | - | - | 2 | 13 | Fast Moving / Consumable | 18 | 2026-05-05 | AKTIF | 7 | 5.1818 | 13 | 6.4545 | 13
P-17359-00 | O-ring EPDM 41.5 x 35 x 3.5 mm ; Brand : - ; P/N : - ; Pack Size : pcs | Autoclave | 10 | 20 | 19 | Lebih | Aktif | - | - | 1 | 4 | Fast Moving / Consumable | 18 | 2025-07-25 | AKTIF | 5 | 0.27273 | 0 | 3.5818 | 3.5818
P-17272-00 | O-ring Epdm 9 x 4 x 2,5 mm ; Brand : - ; P/N : - ; Pack Size : pcs | Autoclave | 10 | 20 | 64 | Lebih | Aktif | - | - | 2 | 16 | Fast Moving / Consumable | 18 | 2025-11-28 | AKTIF | 21 | 1.6364 | 0 | 15.1909 | 15.1909
P-17273-00 | O-ring Epdm 9 x 5 x 2 mm ; Brand : - ; P/N : - ; Pack Size : pcs | Autoclave | 10 | 20 | 13 | Lebih | Aktif | - | - | 1 | 5 | Fast Moving / Consumable | 18 | 2025-11-28 | AKTIF | 6 | 2.4545 | 0 | 4.9364 | 4.9364
O-19339-00 | Oring 2,5x6x11 mm, Material EPDM; ; ; | Autoclave | 10 | 21 | 19 | Lebih | Aktif | - | - | 2 | 12 | Fast Moving / Consumable | 18 | 2025-11-28 | AKTIF | 14 | 4.3636 | 0 | 11.1091 | 11.1091
O-51743-00 | SENSOR TEMPERATUR PT100 7 METER 4 WIRE; PART NO :PM600083 | Autoclave | 1 | 2 | 0 | Kurang | Inactive | Setara | Setara dengan O-52278-00 | 0 | 0 | Critical Sparepart | 36 | 0 | TIDAK AKTIF | 0 | 0 | 0 | 0 | 0
O-51747-00 | TEMPERATURE PROBE ;PRODUCT ; TE2/TE2R ; | Autoclave | 1 | 2 | 0 | Kurang | Inactive | Setara | Pake Radix O-51920-00 | 0 | 0 | General Sparepart | 24 | 0 | TIDAK AKTIF | 0 | 0 | 0 | 0 | 0
O-51920-00 | Temperature sensor PT100, 4 wire, class AA, Duplex, c/w 10m silicon cable Radix RAC241-D-10-PN; ; ; | Autoclave | 1 | 6 | 0 | Kurang | Aktif | Setara | Setara dengan O-53568-00 | 1 | 1 | Critical Sparepart | 36 | 2025-12-31 | AKTIF | 1 | 0.81818 | 0 | 0.94545 | 0.94545
O-53414-00 | Fedegari FVA2/A1 - Transition joint RTD Sensor PT100 4Wire, Sx, 1/3 DIN, 5x70mm, SSL, 0-150 C 10M; Radix; RTJ201-1-C-S-3-0-NA-XNA-05-0070-10-Si-PN; 1 Pc | Autoclave | 2 | 8 | 0 | Kurang | Aktif | - | GL2505051 | 1 | 7 | Critical Sparepart | 36 | 2026-08-26 | AKTIF | 8 | 1.0909 | 7 | 5.9273 | 7
P-10564-00 | Bearing 6000 2RS H SKF | Capping | 10 | 30 | 40 | Lebih | Aktif | - | 121703198 - APPROVED | 1 | 7 | Fast Moving / Consumable | 18 | 2025-09-09 | AKTIF | 9 | 0.54545 | 0 | 6.4636 | 6.4636
O-11181-00 | Bearing 626-2Z | Capping | 10 | 32 | 110 | Lebih | Aktif | - | - | 3 | 26 | Fast Moving / Consumable | 18 | 2026-05-29 | AKTIF | 26 | 24.5455 | 0 | 25.5636 | 25.5636
O-17988-00 | Cam Follow (Idle Pin); INA; KR16-X-PP-A; pc | Capping | 10 | 10 | 16 | Lebih | Aktif | - | - | 0 | 0 | Fast Moving / Consumable | 18 | 2024-09-30 | TIDAK AKTIF | 4 | 5.4545 | 0 | 4.4364 | 4.4364
O-18962-00 | Capping VCM200 - Adjuster Screw Blade; ; ; | Capping | 1 | 1 | 1 | Sama | Aktif | - | GL2509450 | 1 | 3 | Fast Moving / Consumable | 18 | 2025-08-05 | AKTIF | 3 | 2.7273 | 0 | 2.9182 | 2.9182
O-20041-00 | Capping VCM200 - Bearing NKIA5902; INA; ; | Capping | 20 | 60 | 40 | Lebih | Aktif | - | 121703267 - INCOMPLETE | 5 | 40 | Fast Moving / Consumable | 18 | 2025-09-28 | AKTIF | 30 | 0 | 40 | 30 | 40
O-18963-00 | Capping VCM200 - Clamp Holder; ; ; | Capping | 1 | 5 | 1 | Sama | Aktif | - | GL2509450 | 1 | 3 | Fast Moving / Consumable | 18 | 2025-08-05 | AKTIF | 3 | 2.7273 | 0 | 2.9182 | 2.9182
O-16706-00 | Capping VCM200 - Coupling for Encoder NBK MST 32 | Capping | 1 | 2 | 2 | Lebih | Aktif | - | 121703078 - APPROVED | 1 | 1 | Critical Sparepart | 36 | 2025-08-06 | AKTIF | 1 | 0 | 0 | 1 | 1
O-54163-00 | Capping VCM200 - Fieldline Modular Bus Coupler; Steriline; P/N 201798; | Capping | 0 | 1 | 0 | Sama | Aktif | - | - | 0 | 0 | General Sparepart | 24 | 0 | TIDAK AKTIF | 0 | 0 | 0 | 0 | 0
O-54164-00 | Capping VCM200 - Fieldline Modular Device; Steriline; P/N 202024; | Capping | 0 | 1 | 1 | Lebih | Aktif | - | - | 0 | 0 | General Sparepart | 24 | 2024-02-16 | TIDAK AKTIF | 0 | 0 | 0 | 0 | 0
O-19894-00 | Capping VCM200 - Guide Starwheel Vial Pom hitam 319x329x17 mm; Custom; ; | Capping | 1 | 2 | 1 | Sama | Aktif | - | GL2510476 | 1 | 1 | General Sparepart | 24 | 2025-09-28 | AKTIF | 1 | 0.27273 | 1 | 0.78182 | 1
O-18964-00 | Capping VCM200 - Holder; ; ; | Capping | 1 | 5 | 1 | Sama | Aktif | - | GL2509450 | 1 | 3 | General Sparepart | 24 | 2025-08-05 | AKTIF | 3 | 2.7273 | 0 | 2.9182 | 2.9182
O-18120-00 | Capping VCM200 - Lock Nut Cramping; ; ; | Capping | 1 | 6 | 5 | Lebih | Aktif | - | GL2507039 | 1 | 5 | Fast Moving / Consumable | 18 | 2025-06-23 | AKTIF | 4 | 4.0909 | 0 | 4.0273 | 4.0273
O-20897-00 | Capping VCM200 - Oring Silicone 2.5 x 30.50 x 30.50; Custom/Lokal; -; 1 Pc | Capping | 10 | 30 | 20 | Lebih | Aktif | - | GL2508436 | 2 | 14 | Fast Moving / Consumable | 18 | 2026-03-06 | AKTIF | 19 | 0.27273 | 11 | 13.3818 | 13.3818
O-17073-00 | Capping VCM200 - Plate P/n: 307790 | Capping | 1 | 3 | 2 | Lebih | Aktif | - | - | 1 | 2 | General Sparepart | 24 | 2025-10-31 | AKTIF | 2 | 0.81818 | 0 | 1.6455 | 1.6455
O-18966-00 | Capping VCM200 - Ring Washer; ; ; | Capping | 1 | 5 | 1 | Sama | Aktif | - | GL2509450 | 1 | 3 | General Sparepart | 24 | 2025-08-05 | AKTIF | 3 | 2.7273 | 0 | 2.9182 | 2.9182
O-18344-00 | Capping VCM200 - Roller trimmer D=48X18 inclination=7 for alucap D=20 | Capping | 2 | 4 | 0 | Kurang | Aktif | Hold | - | 1 | 3 | General Sparepart | 24 | 2025-06-25 | AKTIF | 3 | 2.7273 | 0 | 2.9182 | 2.9182
O-20950-00 | Capping VCM200 - Silicone Sucker 01.10.10 | Capping | 20 | 40 | 0 | Kurang | Aktif | Setara | Setara dengan O-15902-00 | 0 | 0 | General Sparepart | 24 | 0 | TIDAK AKTIF | 0 | 0 | 0 | 0 | 0
O-21091-00 | Capping VCM200 - SILICONE SUCKER 01.11.16; | Capping | 10 | 40 | 0 | Kurang | Aktif | Setara | Setara dengan O-18345-00 | 0 | 0 | General Sparepart | 24 | 0 | TIDAK AKTIF | 0 | 0 | 0 | 0 | 0
O-18965-00 | Capping VCM200 - Spring Head; ; ; | Capping | 1 | 5 | 1 | Sama | Aktif | - | GL2509450 | 1 | 3 | General Sparepart | 24 | 2025-08-05 | AKTIF | 3 | 2.7273 | 0 | 2.9182 | 2.9182
O-19862-00 | Capping VCM200 - Transfer Plate material SS304Custom | Capping | 10 | 23 | 20 | Lebih | Aktif | - | GL2510476 | 3 | 20 | General Sparepart | 24 | 2025-09-28 | AKTIF | 13 | 0 | 20 | 13 | 20
O-18967-00 | Capping VCM200 - Washer A; ; ; | Capping | 1 | 5 | 1 | Sama | Aktif | - | GL2509450 | 1 | 3 | General Sparepart | 24 | 2025-08-05 | AKTIF | 3 | 2.7273 | 0 | 2.9182 | 2.9182
O-18968-00 | Capping VCM200 - Washer B; ; ; | Capping | 1 | 1 | 1 | Sama | Aktif | - | GL2509450 | 1 | 3 | General Sparepart | 24 | 2025-08-05 | AKTIF | 3 | 2.7273 | 0 | 2.9182 | 2.9182
O-15567-00 | CAPS MINIMUM LOAD SENSOR ; HIGH PRECISION OPTICAL FIBER FU-7F | Capping | 1 | 1 | 0 | Kurang | Inactive | Setara | Setara dengan O-53439-00 | 0 | 0 | Critical Sparepart | 36 | 0 | TIDAK AKTIF | 0 | 0 | 0 | 0 | 0
O-51651-00 | CSP 12 s.n. 82.017 - Gear box Bonfiglioli type W63 U24 P80 B5 B3 RB | Capping | 0 | 0 | 0 | Sama | Inactive | Inactive | - | 0 | 0 | Fast Moving / Consumable | 18 | 0 | TIDAK AKTIF | 0 | 0 | 0 | 0 | 0
O-15629-00 | ENCODER ;Sick Stegmann;ABSOLUTE ENCODER A4A08192 GRAY RADIAL CONNECTOR | Capping | 0 | 1 | 0 | Sama | Inactive | Inactive | Tidak di Stok | 0 | 0 | Critical Sparepart | 36 | 0 | TIDAK AKTIF | 0 | 0 | 0 | 0 | 0
P-19410-00 | General - Bearing NATA5902; IKO; -; 1 pc | Capping | 20 | 40 | 22 | Lebih | Aktif | - | - | 3 | 20 | Fast Moving / Consumable | 18 | 2025-11-14 | AKTIF | 22 | 4.9091 | 20 | 16.8727 | 20
O-53439-00 | General - Photoelectric Fiber Sensor Head | Capping | 1 | 2 | 1 | Sama | Aktif | - | GL2511302 | 1 | 1 | Critical Sparepart | 36 | 2025-10-30 | AKTIF | 1 | 0 | 1 | 1 | 1
O-15615-00 | HIGH PRECISION OPTICAL FIBER 10MM WIDTH FU-12; PART NO :201020 | Capping | 1 | 1 | 0 | Kurang | Inactive | Setara | Setara dengan O-15619-00 | 0 | 0 | General Sparepart | 24 | 0 | TIDAK AKTIF | 0 | 0 | 0 | 0 | 0
O-15616-00 | HIGH PRECISION OPTICAL FIBER FU-7F; PART NO :201061 | Capping | 1 | 1 | 0 | Kurang | Inactive | Setara | Setara dengan O-15567-00 | 0 | 0 | General Sparepart | 24 | 0 | TIDAK AKTIF | 0 | 0 | 0 | 0 | 0
O-15620-00 | HIGH PRECISION OPTICAL FIBER SUPER TOUGH FLEX FIBERS-FU67V; VIAL CHECK AT INFEED SENSOR ; | Capping | 1 | 1 | 0 | Kurang | Inactive | Setara | Sama dengan O-15713-00 Item Inactive | 0 | 0 | Critical Sparepart | 36 | 0 | TIDAK AKTIF | 0 | 0 | 0 | 0 | 0
O-15731-00 | KEYENCE; HIGH PRECISION OPTICAL FIBER SUPER TOUGH FLEX FIBERS-FU67V; PART NO :201021 | Capping | 0 | 1 | 0 | Sama | Inactive | Inactive | Tidak di Stok | 0 | 0 | General Sparepart | 24 | 0 | TIDAK AKTIF | 0 | 0 | 0 | 0 | 0
O-19005-00 | Misumi - Linear Shaft PSFAA8-46-F11-P6-M3-N3; ; ; | Capping | 1 | 5 | 1 | Sama | Aktif | - | GL2508437 | 1 | 3 | General Sparepart | 24 | 2025-08-06 | AKTIF | 3 | 2.7273 | 0 | 2.9182 | 2.9182
O-15621-00 | MOTOR AND REDUCTION GEAR, BONFIGLIOLI TYPE BN63B4 0.18 KW 50HZ 1320RPM, 3PHASE | Capping | 0 | 1 | 0 | Sama | Inactive | Inactive | Tidak di Stok | 0 | 0 | Critical Sparepart | 36 | 0 | TIDAK AKTIF | 0 | 0 | 0 | 0 | 0
O-15595-00 | MOTOR, BONFIGLIOLI TYPE BN63B4 0,18-0,21KW, 50-60HZ 1320RPM; | Capping | 0 | 1 | 0 | Sama | Aktif | - | Setara dengan O-15621-00 | 0 | 0 | Critical Sparepart | 36 | 0 | TIDAK AKTIF | 0 | 0 | 0 | 0 | 0
O-18876-00 | Oring Silicone Merah 40.6x37x1.8 mm; ; ; | Capping | 10 | 20 | 20 | Lebih | Aktif | - | 121703275 - INCOMPLETE | 3 | 20 | Fast Moving / Consumable | 18 | 2025-09-28 | AKTIF | 7 | 1.3636 | 20 | 5.3091 | 20
O-51652-00 | Safety Sensor, Type : BNS 120-11z, 250mA, 3VA/W,100 VAC/DC,M12 x 1 K-ST; ; ; | Capping | 1 | 2 | 0 | Kurang | Inactive | Setara | Setara dengan O-53392-00 | 0 | 0 | Critical Sparepart | 36 | 0 | TIDAK AKTIF | 0 | 0 | 0 | 0 | 0
O-15679-00 | SECURITY PHOTOCELLS; PART NO :7209 | Capping | 0 | 1 | 0 | Sama | Inactive | Inactive | Tidak di Stok | 0 | 0 | General Sparepart | 24 | 0 | TIDAK AKTIF | 0 | 0 | 0 | 0 | 0
O-51735-00 | SENSOR OPTICAL FIBER, KEYENCE PNP OUTPUT CONNECTOR M8 FS-V31CP AMPLIFIER ; | Capping | 1 | 1 | 0 | Kurang | Inactive | Setara | Setara dengan O-54115-00 | 0 | 0 | Critical Sparepart | 36 | 0 | TIDAK AKTIF | 0 | 0 | 0 | 0 | 0
O-18345-00 | Silicon suction cup 01.11.16 PN: 202082; ; ; (20R) | Capping | 10 | 100 | 108 | Lebih | Aktif | - | - | 11 | 100 | General Sparepart | 24 | 2025-11-13 | AKTIF | 27 | 2.7273 | 100 | 19.7182 | 100
O-16007-00 | Silicone Sucker 01.10.10; P/N : 201119; ; ; | Capping | 20 | 40 | 0 | Kurang | Inactive | Setara | Setara dengan O-20950-00 | 0 | 0 | General Sparepart | 24 | 2018-03-26 | TIDAK AKTIF | 4 | 0 | 0 | 4 | 4
O-15696-00 | SILICONE SUCKER 01.11.16; PART NO :202082 | Capping | 10 | 40 | 0 | Kurang | Inactive | Setara | Setara dengan O-21091-00 | 0 | 0 | General Sparepart | 24 | 0 | TIDAK AKTIF | 0 | 0 | 0 | 0 | 0
O-15697-00 | SILICONE SUCKER 01.16.20; PART NO :202370 | Capping | 10 | 50 | 55 | Lebih | Aktif | - | - | 6 | 50 | General Sparepart | 24 | 2026-07-31 | AKTIF | 16 | 5.4545 | 50 | 12.8364 | 50
O-15712-00 | STOPPERS HOPPER MINIMUM LOAD SENSOR ; banner ; WORLD BEAM QS18VP6LAF250Q5 LASER ADJUSTABLE FIELD QS18VP6LAF250 | Capping | 1 | 2 | 0 | Kurang | Inactive | Setara | sama dengan O-52884-00 | 0 | 0 | Critical Sparepart | 36 | 0 | TIDAK AKTIF | 0 | 0 | 0 | 0 | 0
O-15713-00 | STOPPERS MINIMUM LOAD LANE 1 SENSOR ; KEYENCE ;HIGH PRECISION OPTICAL FIBER SUPER TOUGH FLEX FIBERS FU-67V | Capping | 1 | 2 | 0 | Kurang | Inactive | Setara | Setara dengan O-54116-00 | 0 | 0 | Critical Sparepart | 36 | 0 | TIDAK AKTIF | 0 | 0 | 0 | 0 | 0
O-15714-00 | STOPPERS MINIMUM LOAD LANE 1 SENSOR ; KEYENCE; AMPLIFIER SENSOR OPTICAL FIBER PNP OUTPUT CONNECTOR M8 FS-V31CP | Capping | 1 | 2 | 0 | Kurang | Inactive | Setara | Setara dengan O-51735-00 | 0 | 0 | Critical Sparepart | 36 | 0 | TIDAK AKTIF | 0 | 0 | 0 | 0 | 0
O-15902-00 | Suction Cup capping size 6R; P/N : 011010; ; ; | Capping | 6 | 32 | 107 | Lebih | Aktif | - | - | 3 | 26 | General Sparepart | 24 | 2026-07-31 | AKTIF | 28 | 21.2727 | 0 | 25.9818 | 25.9818
O-51749-00 | VIALS MAXIMUM LOAD SENSOR ; KEYENCE ; AMPLIFIER SENSOR OPTICAL FIBER PNP OUTPUT CONNECTOR M8 code: FS-V31CP; | Capping | 1 | 1 | 0 | Kurang | Inactive | Setara | Setara dengan O-51735-00 | 0 | 0 | Critical Sparepart | 36 | 0 | TIDAK AKTIF | 0 | 0 | 0 | 0 | 0
O-53392-00 | VIALS MAXIMUM LOAD SENSOR ; KEYENCE ; AMPLIFIER SENSOR OPTICAL FIBER PNP OUTPUT CONNECTOR M8 code: FS-V31CP; | Capping | 1 | 8 | 2 | Lebih | Aktif | - | - | 1 | 6 | Critical Sparepart | 36 | 2026-05-05 | AKTIF | 6 | 0 | 2 | 6 | 6
O-16647-00 | Washing RAR4 - Oring Silicone Merah 23x18x2.5 mm; ; ; | Capping | 40 | 700 | 391 | Lebih | Aktif | - | - | 73 | 700 | Fast Moving / Consumable | 18 | 2026-08-26 | AKTIF | 189 | 263.4545 | 700 | 211.3364 | 700
O-15569-00 | CHAMBER AIR INLET PNEUMATIC VALVE ; VP3 ; | cRABS | 0 | 1 | 0 | Sama | Inactive | Inactive | Tidak di Stok | 0 | 0 | Critical Sparepart | 36 | 0 | TIDAK AKTIF | 0 | 0 | 0 | 0 | 0
O-15570-00 | CHAMBER PRESSURE TRANSDUCER ; TP ; | cRABS | 0 | 1 | 0 | Sama | Inactive | Inactive | Tidak di Stok | 0 | 0 | Critical Sparepart | 36 | 0 | TIDAK AKTIF | 0 | 0 | 0 | 0 | 0
O-14621-00 | Coil U2 11W 24VDC; Univer; c/n 5233; | cRABS | 1 | 2 | 4 | Lebih | Inactive | Inactive | Ganti festo | 0 | 0 | Fast Moving / Consumable | 18 | 2018-03-02 | TIDAK AKTIF | 0 | 0 | 0 | 0 | 0
O-17030-00 | cRABS Z064CR - Treaded Three Port Seat Valve VOBG320 3/4inch G | cRABS | 1 | 2 | 0 | Kurang | Inactive | Setara | Setara dengan O-20951-00 | 0 | 0 | Critical Sparepart | 36 | 0 | TIDAK AKTIF | 0 | 0 | 0 | 0 | 0
O-53479-00 | cRABS Z064CR - Chilled water Pump, DAB, 60150944, Three-phase pump type EVOPLUS, 80/180 XM power: 22 | cRABS | 0 | 1 | 0 | Sama | Aktif | - | - | 0 | 0 | Critical Sparepart | 36 | 0 | TIDAK AKTIF | 0 | 0 | 0 | 0 | 0
O-53475-00 | cRABS Z064CR - Cooling water three way Actuator, Coster, 28715, CLNV150, Linear actuator for three w | cRABS | 1 | 1 | 0 | Kurang | Aktif | - | 121703511 | 0 | 0 | Fast Moving / Consumable | 18 | 0 | TIDAK AKTIF | 0 | 0 | 0 | 0 | 0
O-53466-00 | cRABS Z064CR - DOOR SAFETY SWITCHES ; SCHMERSAL ; MAGNET BPS-260 | cRABS | 1 | 2 | 1 | Sama | Aktif | - | 121703438 | 1 | 1 | General Sparepart | 24 | 2025-10-30 | AKTIF | 1 | 0 | 1 | 1 | 1
O-53461-00 | cRABS Z064CR - Pressure transmitter -50/ +200 Pa output 4-20 mA 24VDC Precision: +-1%; Model: PIZ (2 | cRABS | 1 | 2 | 0 | Kurang | Aktif | - | 121703511 | 0 | 0 | Critical Sparepart | 36 | 0 | TIDAK AKTIF | 0 | 0 | 0 | 0 | 0
O-21126-00 | cRABS Z064CR - Security PHOCELLS 7209 - plastic body; Protection P67; Receiver, max. di | cRABS | 1 | 2 | 0 | Kurang | Aktif | Discontinue | - | 0 | 0 | General Sparepart | 24 | 0 | TIDAK AKTIF | 0 | 0 | 0 | 0 | 0
O-53465-00 | cRABS Z064CR - SENSOR PROXIMITY M12 NON FLUSH SHORT PNP NO ; DATA LOGIC | cRABS | 1 | 2 | 1 | Sama | Aktif | - | 121703490 | 1 | 1 | Critical Sparepart | 36 | 2025-11-13 | AKTIF | 1 | 0 | 1 | 1 | 1
O-53455-00 | cRABS Z064CR - Supply Fan inverter, Ziehl Abegg Frequency converter PXDM6A | cRABS | 1 | 2 | 0 | Kurang | Aktif | - | 121703511 | 0 | 0 | Critical Sparepart | 36 | 0 | TIDAK AKTIF | 0 | 0 | 0 | 0 | 0
O-20951-00 | cRABS Z064CR - Treaded Three Port Seat Valve VOBG320 3/4inch; Steriline; 28725; 1 Pc | cRABS | 1 | 2 | 0 | Kurang | Aktif | - | - | 0 | 0 | Critical Sparepart | 36 | 0 | TIDAK AKTIF | 0 | 0 | 0 | 0 | 0
O-52478-00 | CRABS Z064CR-Proximity Sensor | cRABS | 1 | 2 | 2 | Lebih | Aktif | - | - | 1 | 2 | Critical Sparepart | 36 | 2026-03-02 | AKTIF | 1 | 0.27273 | 2 | 0.78182 | 2
O-51815-00 | Digital probe for humidity and temperature; 64939; ; ; | cRABS | 0 | 1 | 0 | Sama | Aktif | - | - | 0 | 0 | General Sparepart | 24 | 0 | TIDAK AKTIF | 0 | 0 | 0 | 0 | 0
O-15581-00 | DOOR SAFETY SWITCHES ; SCHMERSAL ; MAGNET BPS-260 | cRABS | 1 | 2 | 0 | Kurang | Inactive | Setara | Setara dengan O-53466-00 | 0 | 0 | General Sparepart | 24 | 0 | TIDAK AKTIF | 0 | 0 | 0 | 0 | 0
O-52430-00 | Fan KDE2405PFB1-8 | cRABS | 0 | 1 | 1 | Lebih | Aktif | - | 121703275 - INCOMPLETE | 1 | 1 | Critical Sparepart | 36 | 2025-09-28 | AKTIF | 1 | 0 | 1 | 1 | 1
P-14457-00 | Filter IAF MBV Series (Medium Filter), efficiency : 90-95 %, Size: 24 x 24 x 12 inch; IAF; ; | cRABS | 1 | 10 | 1 | Sama | Aktif | - | - | 2 | 10 | Fast Moving / Consumable | 18 | 2026-07-31 | AKTIF | 9 | 6.2727 | 10 | 8.1818 | 10
O-18010-00 | Fitting SMC P/N : KQ2H08-03AS | cRABS | 1 | 2 | 3 | Lebih | Aktif | - | - | 0 | 0 | Fast Moving / Consumable | 18 | 2021-08-23 | TIDAK AKTIF | 2 | 0 | 0 | 2 | 2
P-17858-00 | General - H14 ( 99.999% ) size:305x610x69mm | cRABS | 1 | 3 | 2 | Lebih | Aktif | - | 121703273 - INCOMPLETE | 1 | 2 | General Sparepart | 24 | 2025-09-28 | AKTIF | 2 | 0 | 2 | 2 | 2
O-20487-00 | General - Isolator Glove Smaller glove CSM (AS : E10330 Y 7 E4); Austar; ; 1 Pc | cRABS | 10 | 40 | 1 | Kurang | Aktif | Setara | Setara dengan O-16033-00 | 7 | 60 | General Sparepart | 24 | 2026-08-21 | AKTIF | 56 | 5.4545 | 60 | 40.8364 | 60
P-13513-00 | General - Magnehelic Differention Pressure Gauge 0-500Pa | cRABS | 1 | 5 | 4 | Lebih | Aktif | - | 121703459 | 1 | 5 | Critical Sparepart | 36 | 2026-01-29 | AKTIF | 5 | 0 | 4 | 5 | 5
O-53391-00 | General - Profibus Connector Simatic; SIEMENS; 6ES7972-0BA52-0XA0; 1 Pc | cRABS | 1 | 2 | 0 | Kurang | Aktif | - | - | 0 | 0 | General Sparepart | 24 | 0 | TIDAK AKTIF | 0 | 0 | 0 | 0 | 0
P-19206-00 | HB Series (H13) :592x592x292mm Minimum efficiency : 99,99% on 0,3 micron Rec.final resistance:50 | cRABS | 1 | 6 | 6 | Lebih | Aktif | - | GL2511058 | 1 | 7 | General Sparepart | 24 | 2025-10-30 | AKTIF | 7 | 0 | 6 | 7 | 7
O-19384-00 | HEPA filter minipleat, size: 203x203x69 Class (EN 1822) : H14 - 99,995% MPPS | cRABS | 1 | 3 | 2 | Lebih | Aktif | - | GL2510480 | 1 | 2 | Critical Sparepart | 36 | 2025-09-28 | AKTIF | 2 | 0 | 2 | 2 | 2
O-19382-00 | HEPA filter minipleat, size: 457x610x69 Class (EN 1822) : H14 - 99,995% MPPS | cRABS | 2 | 4 | 2 | Sama | Aktif | - | - | 1 | 2 | Critical Sparepart | 36 | 2025-08-06 | AKTIF | 2 | 0 | 0 | 2 | 2
O-19391-00 | HEPA filter minipleat, size: 610X305X93 H13 | cRABS | 1 | 2 | 2 | Lebih | Aktif | - | 121703076 - APPROVED | 1 | 2 | Critical Sparepart | 36 | 2025-08-06 | AKTIF | 2 | 0 | 0 | 2 | 2
O-19390-00 | HEPA filter minipleat, size: 610X610X93 H13 | cRABS | 1 | 2 | 46 | Lebih | Aktif | - | - | 2 | 18 | Critical Sparepart | 36 | 2024-02-20 | AKTIF | 18 | 0 | 0 | 18 | 18
O-19383-00 | HEPA filter minipleat, size: 762x457x69 Class (EN 1822) : H14 - 99,995% MPPS | cRABS | 1 | 2 | 1 | Sama | Aktif | - | GL2509454 | 1 | 2 | Critical Sparepart | 36 | 2026-07-31 | AKTIF | 2 | 0.27273 | 0 | 1.4818 | 1.4818
O-19345-00 | HEPA filter minipleat, size: 762x610x69 Class (EN 1822) : H14 - 99,995% MPPS | cRABS | 1 | 2 | 2 | Lebih | Aktif | - | - | 1 | 2 | Critical Sparepart | 36 | 2026-03-02 | AKTIF | 1 | 0.27273 | 2 | 0.78182 | 2
O-19344-00 | HEPA filter minipleat, size: 762x610x69 Class (EN 1822) : H14 - 99,995% MPPS | cRABS | 2 | 4 | 5 | Lebih | Aktif | - | - | 1 | 2 | Critical Sparepart | 36 | 2026-03-31 | AKTIF | 2 | 0.54545 | 0 | 1.5636 | 1.5636
O-19343-00 | HEPA filter minipleat, size: 915x762x69 Class (EN 1822) : H14 - 99,995% MPPS | cRABS | 1 | 2 | 2 | Lebih | Aktif | - | - | 1 | 2 | Critical Sparepart | 36 | 2026-03-02 | AKTIF | 1 | 0.27273 | 2 | 0.78182 | 2
O-51875-00 | HF520-EX TRANSMITTER Model HF520-EX-DBX-XX1XX, DUCT MOUNT 15 x 130 mm, HUMIDITY RANGE 0-100 %RH, NO; ; ; | cRABS | 0 | 1 | 1 | Lebih | Inactive | Inactive | Exclude, sudah tidak butuh | 0 | 0 | Critical Sparepart | 36 | 2018-06-29 | TIDAK AKTIF | 0 | 0 | 0 | 0 | 0
O-53194-00 | INLET AIR SPEED PRESSURE TRANSMITTER - Pressure transmitter 0-500 Pa output 4-20 mA 10-32VDC Precision:+-1% Model: P-Sensor/PIZ (2 wires) Sheet no. 419-04 Serial no. AB351181 9276/297 Halstrup | cRABS | 1 | 2 | 1 | Sama | Aktif | - | Sudah Datang | 1 | 1 | Critical Sparepart | 36 | 2025-02-18 | AKTIF | 1 | 0 | 0 | 1 | 1
O-52984-00 | Inverter Power Module PM240-2 2,2KW Sinamic | cRABS | 1 | 2 | 0 | Kurang | Aktif | Stok Capex | Masih ada Stok Capex | 1 | 1 | Critical Sparepart | 36 | 2023-10-09 | AKTIF | 1 | 0 | 0 | 1 | 1
O-52985-00 | Inverter Power Module PM240-2 7,5KW Sinamic | cRABS | 1 | 2 | 0 | Kurang | Aktif | Stok Capex | Masih ada Stok Capex | 0 | 0 | Critical Sparepart | 36 | 2023-10-09 | AKTIF | 0 | 0 | 0 | 0 | 0
O-52818-00 | Inverter SINAMICS Power Module PM240-2 6SL3210-1PE16-1AL1 1.5 KW | cRABS | 1 | 2 | 0 | Kurang | Inactive | Stok Capex | Ada Stok Capex | 0 | 0 | Critical Sparepart | 36 | 0 | TIDAK AKTIF | 0 | 0 | 0 | 0 | 0
O-14449-00 | Isolator Glove Piercan 97800Y94/10 Material: Hypalon One Piece Fulled Dipped, White | cRABS | 0 | 4 | 0 | Sama | Inactive | Inactive | Tidak di Stok | 0 | 0 | General Sparepart | 24 | 0 | TIDAK AKTIF | 0 | 0 | 0 | 0 | 0
O-16033-00 | Isolator Gloves E10330 Y 7 E4 4; 000156; Material : CSM; Shape : E10; Size : 7; Thickness (mm) : 4/1; ; ; | cRABS | 38 | 80 | 42 | Lebih | Aktif | - | - | 6 | 55 | General Sparepart | 24 | 2026-08-26 | AKTIF | 34 | 37.3636 | 55 | 35.0091 | 55
O-16031-00 | Isolator Gloves E10330 Y 8 E4 4;000160; Material : CSM; Shape : E10; Size : 8; Thickness (mm) : 4/10; ; ; | cRABS | 0 | 0 | 0 | Sama | Inactive | Inactive | Tidak di Stok, Setara dengan O-16033-00 | 0 | 0 | General Sparepart | 24 | 0 | TIDAK AKTIF | 0 | 0 | 0 | 0 | 0
O-19380-00 | Minipleat filters panel F781, size: 610x610x292 Class (EN 1822) : H14 - 99,995% MPPS | cRABS | 1 | 2 | 1 | Sama | Aktif | - | 121703440 | 1 | 1 | Fast Moving / Consumable | 18 | 2025-10-30 | AKTIF | 1 | 0 | 1 | 1 | 1
O-19381-00 | Minipleat filters panel F781, size: 610x610x292 Class (EN 1822) : H14 - 99,995% MPPS | cRABS | 1 | 2 | 1 | Sama | Aktif | - | - | 1 | 1 | Fast Moving / Consumable | 18 | 2025-11-27 | AKTIF | 1 | 0 | 1 | 1 | 1
O-19386-00 | Minipleat filters panel F781, size: 610x610x292 Class (EN 1822) : H14 - 99,995% MPPS | cRABS | 2 | 4 | 2 | Sama | Aktif | - | 121703440 | 1 | 2 | Fast Moving / Consumable | 18 | 2025-10-30 | AKTIF | 2 | 0 | 2 | 2 | 2
O-17534-00 | Oring Viton 234x5.3 mm | cRABS | 2 | 4 | 4 | Lebih | Aktif | - | Sudah Datang | 1 | 6 | Fast Moving / Consumable | 18 | 2025-08-06 | AKTIF | 6 | 0 | 0 | 6 | 6
O-51819-00 | Pressure transmitter -50/ +200 Pa output 4-20 mA 24VDC Precision: +-1%; Model: PIZ (2 wires); P/N :; ; ; | cRABS | 1 | 2 | 0 | Kurang | Inactive | Setara | Setara dengan O-53461-00 | 0 | 0 | Critical Sparepart | 36 | 0 | TIDAK AKTIF | 0 | 0 | 0 | 0 | 0
O-15656-00 | PRESSURE TRANSMITTER ; HALSTRUP : 0-250PA OUTPUT 4-20MA 24VDC PRECISION: +-1%; MODEL: P; SENSOR/PIZ (2 WIRES); SHEET NO. 465-01; SERIAL NO. AA072399; ; | cRABS | 1 | 2 | 0 | Kurang | Inactive | Setara | Setara dengan O-53197-00 | 0 | 0 | Critical Sparepart | 36 | 0 | TIDAK AKTIF | 0 | 0 | 0 | 0 | 0
O-51704-00 | PRESSURE TRANSMITTER ;HALSTRUP ; 0-100PA OUTPUT 4-20 MA 24VDC PRECISION:+-1%; MODEL: P-SENSOR-PIZ (2 WIRES); SHEET NO. 466-02;SERIAL NO. AA030269; | cRABS | 0 | 1 | 0 | Sama | Inactive | Setara | Setara dengan O-53198-00 | 0 | 0 | Critical Sparepart | 36 | 0 | TIDAK AKTIF | 0 | 0 | 0 | 0 | 0
O-54031-00 | Profibus Connector SIEMENS, Simatic DP 6ES7972-0BA52-0XA0 | cRABS | 1 | 2 | 0 | Kurang | Inactive | Setara | Setara dengan O-53391-00 | 0 | 0 | General Sparepart | 24 | 2018-07-31 | TIDAK AKTIF | 0 | 0 | 0 | 0 | 0
O-51818-00 | RTD - Single Element. Built according to directive 94/9/CE ATEX II 2GD Ex d IIC T6; Temperature Rang; ; ; | cRABS | 1 | 2 | 1 | Sama | Aktif | - | - | 1 | 2 | General Sparepart | 24 | 2026-01-05 | AKTIF | 0 | 0 | 2 | 0 | 2
O-52317-00 | Safety Relay F3SP-U3P-TGR | cRABS | 0 | 1 | 0 | Sama | Aktif | - | Discontinue | 0 | 0 | General Sparepart | 24 | 2020-01-28 | TIDAK AKTIF | 0 | 0 | 0 | 0 | 0
O-51738-00 | SENSOR PROXIMITY ,SCHMERSAL ; BNS-260 FOR DOOR PART NO 14056 | cRABS | 1 | 2 | 0 | Kurang | Inactive | Setara | Setara dengan O-52478-00 | 0 | 0 | Critical Sparepart | 36 | 0 | TIDAK AKTIF | 0 | 0 | 0 | 0 | 0
O-51740-00 | SENSOR PROXIMITY M12 NON FLUSH SHORT PNP NO ; DATA LOGIC | cRABS | 1 | 2 | 0 | Kurang | Inactive | Setara | Setara dengan O-53465-00 | 0 | 0 | Critical Sparepart | 36 | 0 | TIDAK AKTIF | 0 | 0 | 0 | 0 | 0
O-18009-00 | Silincer SMC P/N : AN30-03 | cRABS | 1 | 2 | 2 | Lebih | Aktif | - | - | 0 | 0 | General Sparepart | 24 | 2021-08-23 | TIDAK AKTIF | 1 | 0 | 0 | 1 | 1
O-16032-00 | Sleeves M200/90 Y 550 E4 Bt5/5 BJ;001643;Material : CSM; Shape : 200/90; Thickness (mm) : 4/10; Leng; ; ; | cRABS | 24 | 48 | 15 | Kurang | Aktif | Setara | Setara dengan O-21720-00 | 3 | 24 | General Sparepart | 24 | 2026-08-26 | AKTIF | 21 | 29.1818 | 20 | 23.4545 | 23.4545
O-14617-00 | Solenoid valve 2/2 ways NC 4,5mm; ; c/n 28582; | cRABS | 2 | 2 | 2 | Sama | Aktif | - | - | 1 | 1 | Critical Sparepart | 36 | 2024-02-19 | AKTIF | 1 | 0 | 0 | 1 | 1
O-52250-00 | Tunnel ST1L - END Module 750-600 Wago | cRABS | 1 | 2 | 1 | Sama | Aktif | - | - | 0 | 0 | Critical Sparepart | 36 | 2022-05-13 | TIDAK AKTIF | 0 | 0 | 0 | 0 | 0
O-51309-00 | WAGO 750-333 I/O SYSTEM PROFIBUS DP/FMS-12 MBAUD-DPV1-COUPL; ; ; | cRABS | 1 | 1 | 1 | Sama | Aktif | - | - | 0 | 0 | General Sparepart | 24 | 2022-05-09 | TIDAK AKTIF | 0 | 0 | 0 | 0 | 0
O-51772-00 | WAGO 750-402 4-CHANNEL DIGITAL INPUT MODULE STD PACK; ; ; | cRABS | 1 | 2 | 1 | Sama | Aktif | - | - | 0 | 0 | Critical Sparepart | 36 | 2022-05-09 | TIDAK AKTIF | 0 | 0 | 0 | 0 | 0
O-51769-00 | WAGO 750-430 8-CHANNEL DIGITAL INPUT MODULE STD PACK; ; ; | cRABS | 1 | 1 | 1 | Sama | Aktif | - | - | 0 | 0 | Critical Sparepart | 36 | 2024-02-05 | AKTIF | 0 | 0 | 0 | 0 | 0
O-51774-00 | WAGO 750-472 2-CHANNEL ANALOG INPUT MODULE STD PACK; ; ; | cRABS | 1 | 1 | 1 | Sama | Aktif | - | - | 0 | 0 | Critical Sparepart | 36 | 2022-05-09 | TIDAK AKTIF | 0 | 0 | 0 | 0 | 0
O-51771-00 | WAGO 750-501 2-CHANNEL DIGITAL OUTPUT MODULE STD PACK; ; ; | cRABS | 1 | 1 | 2 | Lebih | Aktif | - | - | 0 | 0 | Critical Sparepart | 36 | 2022-05-09 | TIDAK AKTIF | 1 | 0 | 0 | 1 | 1
O-51768-00 | WAGO 750-513 2-CHANNEL RELAY OUTPUT MODULE STD PACK; ; ; | cRABS | 1 | 2 | 1 | Sama | Aktif | - | - | 0 | 0 | Critical Sparepart | 36 | 0 | TIDAK AKTIF | 0 | 0 | 0 | 0 | 0
O-51767-00 | WAGO 750-530 8-CHANNEL DIGITAL OUTPUT MODULE STD PACK; ; ; | cRABS | 1 | 2 | 1 | Sama | Aktif | - | - | 0 | 0 | Critical Sparepart | 36 | 0 | TIDAK AKTIF | 0 | 0 | 0 | 0 | 0
O-51773-00 | WAGO 750-550 2-CHANNEL ANALOG OUTPUT MODULE STD PACK; ; ; | cRABS | 1 | 2 | 1 | Sama | Aktif | - | - | 1 | 1 | Critical Sparepart | 36 | 2026-05-29 | AKTIF | 1 | 0.27273 | 0 | 0.78182 | 0.78182
O-51874-00 | Wall Mount Probe With 140 mm Probe Length, Model : HC2-SM-EX; ; ; | cRABS | 0 | 1 | 0 | Sama | Inactive | Inactive | Exclude, sudah tidak butuh | 0 | 0 | General Sparepart | 24 | 2018-06-29 | TIDAK AKTIF | 0 | 0 | 0 | 0 | 0
O-53473-00 | EDM EDM1 - C.A. BLOWING VALVE ACTUATOR, Univer, 5125, DA-0051, Coil U1 3,5W 24VDC | EDM | 1 | 2 | 2 | Lebih | Aktif | - | 121703490 | 1 | 2 | Critical Sparepart | 36 | 2025-11-13 | AKTIF | 2 | 0 | 2 | 2 | 2
O-53474-00 | EDM EDM1 - C.A. BLOWING VALVE ACTUATOR, Univer, 6869, CL-302A, Valve CL 1/8" 3 ways 2 positions, N.C | EDM | 1 | 2 | 2 | Lebih | Aktif | - | 121703490 | 1 | 2 | Critical Sparepart | 36 | 2025-11-13 | AKTIF | 2 | 0 | 2 | 2 | 2
O-53456-00 | EDM EDM1 - MAXIMUM LOAD AT INFEED SENSOR, Omron, E3Z-LS86, Photocell settable distances, type PNP, D | EDM | 1 | 2 | 1 | Sama | Aktif | - | 121703510 | 1 | 1 | Critical Sparepart | 36 | 2025-11-20 | AKTIF | 1 | 0 | 1 | 1 | 1
O-53457-00 | EDM EDM1 - Motor Starwheel - Motor TG63 0,18 kW - 4P - B5 - 230V - 50 Hz MEC63; encoder 1000 I/G Lin | EDM | 1 | 1 | 0 | Kurang | Aktif | - | 121703511 | 0 | 0 | Critical Sparepart | 36 | 0 | TIDAK AKTIF | 0 | 0 | 0 | 0 | 0
O-21092-00 | EDM EDM1 - PNEUMATIC MEMBRANE VALVE 1/2' (DN15) 605 15 D 80 40 17 10/N 1536 | EDM | 1 | 2 | 0 | Kurang | Aktif | - | - | 0 | 0 | Critical Sparepart | 36 | 0 | TIDAK AKTIF | 0 | 0 | 0 | 0 | 0
O-53460-00 | EDM EDM1 - Pressure transmitter -100 / +100Pa output 4-20 mA 24VDC Precision: +-1% ; Model: PIZ (2 w | EDM | 1 | 2 | 1 | Sama | Aktif | - | 121703490 | 1 | 1 | Critical Sparepart | 36 | 2025-11-13 | AKTIF | 1 | 0 | 1 | 1 | 1
O-53487-00 | EDM EDM1 - PRESSURE TRANSMITTER; 0-10 BAR; PRECISION 0,25% FS; OUTPUT 4/20 MA, 24VDC, 2-WIRES; CONTA | EDM | 1 | 2 | 0 | Kurang | Aktif | - | 121703511 | 0 | 0 | Critical Sparepart | 36 | 0 | TIDAK AKTIF | 0 | 0 | 0 | 0 | 0
O-21031-00 | EDM EDM1 - Spare Working Diaphragm EPDM DN 10-20mm Type 612,625 | EDM | 1 | 3 | 3 | Lebih | Aktif | - | - | 1 | 4 | General Sparepart | 24 | 2025-11-27 | AKTIF | 4 | 0 | 3 | 4 | 4
O-51718-00 | FORK SENSOR MODEL WFL80-60B416; CONNECTOR M8 4PIN, PNP-NPN, TEACH-IN; FORK DEPTH: 60MM FORK HIGHT: 80MM; | EDM | 1 | 2 | 0 | Kurang | Inactive | Setara | Setara dengan O-51677-00 | 0 | 0 | Critical Sparepart | 36 | 0 | TIDAK AKTIF | 0 | 0 | 0 | 0 | 0
O-51677-00 | Fork Sensor; brand SICK; type WFL80-60B416; Part No: 6036833 (Steriline No : 22179 ) | EDM | 1 | 2 | 1 | Sama | Aktif | - | - | 0 | 0 | Critical Sparepart | 36 | 2019-08-01 | TIDAK AKTIF | 0 | 0 | 0 | 0 | 0
P-13787-00 | IAF HB Series (H13) Minimun effeciency : 99.99% on 0.3 micron ; Size : 305x305x292mm IAF | EDM | 1 | 1 | 1 | Sama | Aktif | - | 121703441 | 1 | 1 | General Sparepart | 24 | 2025-10-30 | AKTIF | 1 | 0 | 1 | 1 | 1
O-15652-00 | PNEUMATIC MEMBRANE VALVE 1/2' (DN15); STERILINE ; PART NO :5189 | EDM | 1 | 2 | 0 | Kurang | Inactive | Setara | Setara dengan O-21092-00 | 0 | 0 | Critical Sparepart | 36 | 0 | TIDAK AKTIF | 0 | 0 | 0 | 0 | 0
O-51821-00 | Pressure transmitter -100 / +100Pa output 4-20 mA 24VDC Precision: +-1% ; Model: PIZ (2 wires); P/N; ; ; | EDM | 1 | 2 | 0 | Kurang | Inactive | Setara | Setara dengan O-53460-00 | 0 | 0 | Critical Sparepart | 36 | 0 | TIDAK AKTIF | 0 | 0 | 0 | 0 | 0
O-15733-00 | PRESSURE TRANSMITTER ; GEFRAN 0-10 BAR, PRECISION 0,25% FS; OUTPUT 4/20 MA, 24VDC, 2-WIRES AISI 316L; SERIAL NO. 12210317; CON 1 1/2" TRI-CLAMP, ELECT CON: 5-PIN - M12X1, IP67 | EDM | 1 | 2 | 0 | Kurang | Inactive | Setara | Setara dengan O-51730-00 | 0 | 0 | Critical Sparepart | 36 | 0 | TIDAK AKTIF | 0 | 0 | 0 | 0 | 0
O-51730-00 | PRESSURE TRANSMITTER; GEFRAN 0-10 BAR; PRECISION 0,25% FS; OUTPUT 4/20 MA, 24VDC, 2-WIRES; CONTACT MATERIAL: AISI 316L; INOX 1 1/2" TRI-CLAMP; ELECTRICAL CONNECTION: 5-PIN - M12X1; IP67; SERIAL NO. 12210291; P/N: 16866 | EDM | 0 | 1 | 0 | Sama | Inactive | Setara | Setara dengan O-53487-00 | 0 | 0 | Critical Sparepart | 36 | 0 | TIDAK AKTIF | 0 | 0 | 0 | 0 | 0
O-51678-00 | Proximity Sensors M8, connector M12 PNP-NO, working distance 3mm 32,50 code IS-08-G1-S2, Part No : 9; ; ; | EDM | 1 | 2 | 1 | Sama | Aktif | - | - | 0 | 0 | Critical Sparepart | 36 | 0 | TIDAK AKTIF | 0 | 0 | 0 | 0 | 0
O-18446-00 | Silicone Guide Infeed | EDM | 1 | 1 | 1 | Sama | Aktif | - | - | 1 | 1 | General Sparepart | 24 | 2026-03-02 | AKTIF | 1 | 0.27273 | 1 | 0.78182 | 1
O-18447-00 | Silicone Guide Outfeed | EDM | 1 | 1 | 1 | Sama | Aktif | - | - | 1 | 1 | General Sparepart | 24 | 2026-03-02 | AKTIF | 1 | 0.27273 | 1 | 0.78182 | 1
P-18672-00 | Heavy clamp ferrule 1/2 - 3/4 inch; SS304L; | FD IMA | 5 | 10 | 0 | Kurang | Inactive | Inactive | - | 0 | 0 | Fast Moving / Consumable | 18 | 0 | TIDAK AKTIF | 0 | 0 | 0 | 0 | 0
O-19798-00 | Clamp Vacuum KF16 Alumunium | FD IMA | 10 | 20 | 10 | Sama | Aktif | - | - | 1 | 8 | Fast Moving / Consumable | 18 | 2025-02-19 | AKTIF | 9 | 2.7273 | 0 | 7.1182 | 7.1182
O-51701-00 | COIL FOR REFRIGERATION SOLENOID VALVES(DC24V) | FD IMA | 1 | 2 | 0 | Kurang | Inactive | Setara | Setara dengan O-52845-00 | 0 | 0 | Critical Sparepart | 36 | 0 | TIDAK AKTIF | 0 | 0 | 0 | 0 | 0
O-15584-00 | DRY VACUUM PUMP OIL(MOBIL SHC 629A ANTIWARE SYNTHETIC GEAR OIL 150CST,4L/BARREL) | FD IMA | 0 | 1 | 0 | Sama | Inactive | Inactive | Tidak di Stok | 0 | 0 | Critical Sparepart | 36 | 0 | TIDAK AKTIF | 0 | 0 | 0 | 0 | 0
O-14639-00 | EPDM Gasket for Ferrule dia. 1/2" | FD IMA | 10 | 30 | 16 | Lebih | Aktif | - | - | 2 | 17 | Fast Moving / Consumable | 18 | 2026-07-31 | AKTIF | 18 | 13.6364 | 0 | 16.6909 | 16.6909
O-18560-00 | FD Lyofast 10 - hydraulically Balanced Valve EB02-00595 Disused:CMB 20/T-N_FLUCOM Replaced by:M8596N | FD IMA | 0 | 1 | 1 | Lebih | Aktif | - | Tidak di Stok | 0 | 0 | Critical Sparepart | 36 | 2025-02-19 | AKTIF | 0 | 0 | 0 | 0 | 0
O-16317-00 | FD Lyofast 10 - Oli Vaccum Ultragrade 20 Edwards | FD IMA | 1 | 2 | 40 | Lebih | Aktif | - | - | 0 | 0 | Fast Moving / Consumable | 18 | 2024-09-18 | TIDAK AKTIF | 1 | 5.4545 | 0 | 2.3364 | 2.3364
O-52656-00 | FD Lyofast 10 - Vacuum Regulating Valve Controller EDF23-00544 Disused:1249A Replaced by:1249B INP:4; ; ; | FD IMA | 0 | 1 | 0 | Sama | Aktif | - | Tidak di Stok | 1 | 1 | Critical Sparepart | 36 | 2024-01-17 | AKTIF | 0 | 0.27273 | 0 | 0.081818 | 0.081818
O-18559-00 | FD Lyofast 10 - Vacuum Regulating Valve EB22-00710 Disused:0248A-5000SV+1249A Replaced by:MKS_0248D, | FD IMA | 0 | 1 | 1 | Lebih | Aktif | - | - | 1 | 1 | Critical Sparepart | 36 | 2024-02-19 | AKTIF | 0 | 0.54545 | 0 | 0.16364 | 0.16364
O-53093-00 | FD S/N MBE1207 - Amplifier SE3AN21RS1603 | FD IMA | 0 | 1 | 0 | Sama | Aktif | - | - | 1 | 1 | General Sparepart | 24 | 2025-08-29 | AKTIF | 1 | 0.54545 | 0 | 0.86364 | 0.86364
O-15875-00 | Flexible Plate; Material = SUS316 L T= 1.2mm; ; ; | FD IMA | 1 | 1 | 0 | Kurang | Inactive | Setara | Setara dengan O-19822-00 | 0 | 0 | General Sparepart | 24 | 0 | TIDAK AKTIF | 0 | 0 | 0 | 0 | 0
O-19810-00 | Freeze Dryer Lyofast 10 - Gasket Teflon 45x41x1.5 | FD IMA | 1 | 2 | 2 | Lebih | Aktif | - | - | 0 | 0 | Fast Moving / Consumable | 18 | 2024-09-24 | TIDAK AKTIF | 2 | 0.27273 | 0 | 1.4818 | 1.4818
O-16982-00 | Freeze Dryer Lyofast 10 - Membran Valve, SAUNDERS, , DA008ER, 1/2", , | FD IMA | 3 | 12 | 0 | Kurang | Aktif | Setara | Setara dengan O-20496-00 | 1 | 1 | Critical Sparepart | 36 | 2026-06-30 | AKTIF | 1 | 0.54545 | 0 | 0.86364 | 0.86364
O-19901-00 | Freeze Dryer Lyofast 10 - New Seat Valve Dia 36x22x7 | FD IMA | 1 | 2 | 2 | Lebih | Aktif | - | - | 1 | 3 | Critical Sparepart | 36 | 2026-03-04 | AKTIF | 3 | 1.0909 | 2 | 2.4273 | 2.4273
O-21127-00 | Freeze Dryer Lyofast 10 - Sight Glass Seal Silicone O-ring OD 170,6 ID 160 Tebal 5.3 | FD IMA | 5 | 10 | 5 | Sama | Aktif | - | 121703460 | 1 | 6 | Fast Moving / Consumable | 18 | 2025-11-06 | AKTIF | 6 | 0 | 5 | 6 | 6
O-16984-00 | Freeze Dryer MBE1207 - Butterfly Valve SS316 DN65 P/n: EB14-00067 BRAY | FD IMA | 1 | 2 | 2 | Lebih | Aktif | - | - | 0 | 0 | Critical Sparepart | 36 | 2023-01-18 | TIDAK AKTIF | 1 | 0 | 0 | 1 | 1
O-16150-00 | Freeze Dryer MBE1207 - Complete O-Ring/Gasket Set for main valve's below | FD IMA | 0 | 1 | 0 | Sama | Aktif | Setara | Breakdown | 0 | 0 | Critical Sparepart | 36 | 2018-07-23 | TIDAK AKTIF | 0 | 0 | 0 | 0 | 0
O-16981-00 | Freeze Dryer MBE1207 - Diaphrapm DA025E2 M4 Saunders | FD IMA | 30 | 90 | 31 | Lebih | Aktif | - | - | 5 | 40 | General Sparepart | 24 | 2026-07-31 | AKTIF | 26 | 18.2727 | 40 | 23.6818 | 40
O-16980-00 | Freeze Dryer MBE1207 - Diaphrapm DA040E2 M4 Saunders | FD IMA | 18 | 54 | 18 | Sama | Aktif | - | - | 3 | 24 | General Sparepart | 24 | 2026-07-31 | AKTIF | 16 | 13.0909 | 24 | 15.1273 | 24
O-19214-00 | Freeze Dryer MBE1207 - Expansi Valve TE 5 067B3343 R404A/R507 | FD IMA | 2 | 4 | 2 | Sama | Aktif | - | - | 1 | 1 | Critical Sparepart | 36 | 2025-04-15 | AKTIF | 1 | 0.27273 | 0 | 0.78182 | 0.78182
O-18929-00 | Freeze Dryer MBE1207 - FILTER Cartridge SANRONG FILTER ELEMENT for SFR487T Housing P/N : EDF16-01060; ; ; | FD IMA | 2 | 4 | 2 | Sama | Aktif | - | - | 0 | 0 | Fast Moving / Consumable | 18 | 2024-09-18 | TIDAK AKTIF | 1 | 0.54545 | 0 | 0.86364 | 0.86364
O-53150-00 | Freeze Dryer MBE1207 - FV401 Pneumativ Actuator 9611416301; Alfalaval; EB50-00044; 1 Pc | FD IMA | 1 | 2 | 2 | Lebih | Aktif | - | - | 1 | 1 | General Sparepart | 24 | 2024-12-20 | AKTIF | 1 | 0 | 0 | 1 | 1
P-18667-00 | Freeze Dryer MBE1207 - Gasket Slot Door Silicone dia 13 mm @ 10 | FD IMA | 1 | 2 | 12 | Lebih | Aktif | - | - | 1 | 4 | Fast Moving / Consumable | 18 | 2025-07-11 | AKTIF | 4 | 0 | 0 | 4 | 4
O-17998-00 | Freeze Dryer MBE1207 - Main Door Gasket P/N : EB41-00568 | FD IMA | 0 | 1 | 8 | Lebih | Aktif | - | - | 0 | 0 | Fast Moving / Consumable | 18 | 2024-09-18 | TIDAK AKTIF | 5 | 2.1818 | 0 | 4.1545 | 4.1545
O-17285-00 | Freeze Dryer MBE1207 - Main Valve Bellow SUS316L ST105*75 | FD IMA | 0 | 1 | 1 | Lebih | Aktif | - | Barang Sudah Datang | 1 | 1 | Critical Sparepart | 36 | 2025-04-15 | AKTIF | 1 | 0.27273 | 0 | 0.78182 | 0.78182
O-52841-00 | Freeze Dryer MBE1207 - Mechanical Positioner Switch 50-0406-12610-532 P/n: EB14-00072 | FD IMA | 2 | 4 | 4 | Lebih | Aktif | - | - | 1 | 2 | General Sparepart | 24 | 2025-10-30 | AKTIF | 1 | 0.27273 | 2 | 0.78182 | 2
O-17997-00 | Freeze Dryer MBE1207 - Mushroom Seal P/N : EBSF0005AR0 | FD IMA | 1 | 2 | 6 | Lebih | Aktif | - | - | 0 | 0 | Fast Moving / Consumable | 18 | 2023-10-06 | TIDAK AKTIF | 1 | 0 | 0 | 1 | 1
O-18892-00 | Freeze Dryer MBE1207 - MV1161 Receiver Valve, 1/4 Inch SAE Flare 1/4 Inch NPT Direct p/n: EB15-00321 | FD IMA | 0 | 1 | 2 | Lebih | Aktif | - | - | 1 | 1 | Critical Sparepart | 36 | 2024-01-17 | AKTIF | 1 | 0.54545 | 0 | 0.86364 | 0.86364
O-18893-00 | Freeze Dryer MBE1207 - MV1250 Angle Valve 1x3/4 Inch-12UNF 1x3/8 Inch ODF p/n:EB15-00755 | FD IMA | 0 | 1 | 2 | Lebih | Aktif | - | - | 1 | 1 | Critical Sparepart | 36 | 2024-01-04 | AKTIF | 1 | 0.27273 | 0 | 0.78182 | 0.78182
O-18918-00 | Freeze Dryer MBE1207 - Oil Cooling Heat Exchanger B25THx20/1P-SC-S; SWEP; ; | FD IMA | 1 | 2 | 2 | Lebih | Aktif | - | - | 0 | 0 | Fast Moving / Consumable | 18 | 2023-01-18 | TIDAK AKTIF | 1 | 0 | 0 | 1 | 1
O-18917-00 | Freeze Dryer MBE1207 - OIL COOLING WATER REGULATOR 003N0107 AVTA15 G 1/2 Inch Kv=1.9m3/h Temperature | FD IMA | 1 | 2 | 1 | Sama | Aktif | - | - | 0 | 0 | Fast Moving / Consumable | 18 | 2024-10-31 | TIDAK AKTIF | 1 | 0.81818 | 0 | 0.94545 | 0.94545
O-19213-00 | Freeze Dryer MBE1207 - Orifice 04 for Expansi Valve TE5 067B2792 | FD IMA | 2 | 4 | 2 | Sama | Aktif | - | - | 1 | 1 | Critical Sparepart | 36 | 2025-04-15 | AKTIF | 1 | 0.27273 | 0 | 0.78182 | 0.78182
O-19212-00 | Freeze Dryer MBE1207 - Orifice No. 03 068-2006 | FD IMA | 4 | 8 | 4 | Sama | Aktif | - | - | 1 | 3 | General Sparepart | 24 | 2025-02-19 | AKTIF | 3 | 1.6364 | 0 | 2.5909 | 2.5909
O-20475-00 | Freeze Dryer MBE1207 - Oring Silicone 5x39x49 mm LPRV | FD IMA | 4 | 8 | 6 | Lebih | Aktif | - | - | 1 | 6 | Fast Moving / Consumable | 18 | 2026-05-29 | AKTIF | 7 | 1.0909 | 0 | 5.2273 | 5.2273
O-18912-00 | Freeze Dryer MBE1207 - Pneumatic Actuator 92-063-11300-532 Double Actuating P/n: EB14-00083; BRAY; ; | FD IMA | 1 | 2 | 2 | Lebih | Aktif | - | - | 0 | 0 | General Sparepart | 24 | 2023-01-18 | TIDAK AKTIF | 1 | 0 | 0 | 1 | 1
O-18915-00 | Freeze Dryer MBE1207 - Pneumatic Actuator 93-0635FC-11300-532 P/n: EB14-00085 | FD IMA | 1 | 2 | 1 | Sama | Aktif | - | - | 0 | 0 | General Sparepart | 24 | 2023-01-18 | TIDAK AKTIF | 0 | 0 | 0 | 0 | 0
O-52942-00 | Freeze Dryer MBE1207 - Pressure Transmitter Type : 402050/000 TN: 43008803 04 bar absolute 420 mA, 2 | FD IMA | 1 | 2 | 1 | Sama | Aktif | - | - | 0 | 0 | Critical Sparepart | 36 | 2023-06-24 | TIDAK AKTIF | 0 | 0 | 0 | 0 | 0
O-19777-00 | Freeze Dryer MBE1207 - Silicone O-ring 243x5.3 for main valve bellows; ; EB41-00314; | FD IMA | 4 | 8 | 5 | Lebih | Aktif | - | - | 1 | 4 | Critical Sparepart | 36 | 2025-07-11 | AKTIF | 4 | 0 | 0 | 4 | 4
O-17996-00 | Freeze Dryer MBE1207 - Slot Door Pressure Gasket P/N : EDF01-02008; ; ; | FD IMA | 1 | 1 | 1 | Sama | Aktif | - | - | 0 | 0 | Fast Moving / Consumable | 18 | 2023-10-06 | TIDAK AKTIF | 0 | 0 | 0 | 0 | 0
O-17995-00 | Freeze Dryer MBE1207 - Slot Door Vacuum Gasket dia.12.7 P/N : EB41-00517 | FD IMA | 0 | 1 | 0 | Sama | Aktif | Setara | Setara dengan P-18667-00 | 0 | 0 | Fast Moving / Consumable | 18 | 2024-04-30 | TIDAK AKTIF | 4 | 4.3636 | 0 | 4.1091 | 4.1091
P-52767-00 | Freeze Dryer MBE1207 - Solenoid Valve 5/8 Inch EVR 15 032F1228 | FD IMA | 1 | 2 | 1 | Sama | Aktif | - | - | 1 | 1 | Critical Sparepart | 36 | 2023-09-01 | AKTIF | 0 | 0.27273 | 0 | 0.081818 | 0.081818
O-18891-00 | Freeze Dryer MBE1207 - SV102 Coil 018F6857 DC24V p/n: EB15-00306 | FD IMA | 1 | 2 | 1 | Sama | Aktif | - | - | 0 | 0 | Fast Moving / Consumable | 18 | 2023-01-18 | TIDAK AKTIF | 0 | 0 | 0 | 0 | 0
O-18890-00 | Freeze Dryer MBE1207 - SV102 Valve body 032L1212(Replace the old model 032F1212) EVR6 3/8 Inch p/n: | FD IMA | 1 | 2 | 1 | Sama | Aktif | - | - | 1 | 1 | Critical Sparepart | 36 | 2023-12-01 | AKTIF | 0 | 0.54545 | 0 | 0.16364 | 0.16364
O-52845-00 | Freeze Dryer MBE1207 - SV169 Coil MKC-1 AC220V P/n: EB15-00507 | FD IMA | 2 | 4 | 2 | Sama | Aktif | - | - | 0 | 0 | Fast Moving / Consumable | 18 | 2024-02-19 | TIDAK AKTIF | 1 | 0.27273 | 0 | 0.78182 | 0.78182
O-52831-00 | Freeze Dryer MBE1207 - SV169 MYCOM COMPLETE SOLENOLD VALVE, XOF-240V1 include valve body and coil P/ | FD IMA | 1 | 2 | 2 | Lebih | Aktif | - | GL2503058 | 1 | 1 | Critical Sparepart | 36 | 2025-02-19 | AKTIF | 1 | 0.54545 | 0 | 0.86364 | 0.86364
O-52826-00 | Freeze Dryer MBE1207 - SV55 252072 6213 S.Sᒣ I/O: NPT1/4 Inch Orifice:10mm Kv=2m3/h NC DC24V p/n | FD IMA | 1 | 2 | 0 | Kurang | Aktif | - | - | 1 | 2 | General Sparepart | 24 | 2026-03-04 | AKTIF | 2 | 1.6364 | 2 | 1.8909 | 2
O-52825-00 | Freeze Dryer MBE1207 - SV55 252072 6213 S.Sᒣ I/O: NPT1/4 Inch Orifice:10mm Kv=2m3/h NC DC24V p/n; BURKERT; ; | FD IMA | 1 | 2 | 4 | Lebih | Aktif | - | - | 1 | 2 | General Sparepart | 24 | 2025-10-20 | AKTIF | 1 | 0.27273 | 2 | 0.78182 | 2
O-20026-00 | Freeze Dryer MBE1207 - Temperature Probe PT100 DIN 43760 316 SS Teflon AWG #26 Class A | FD IMA | 2 | 4 | 0 | Kurang | Aktif | Setara | Setara dengan O-53516-00 | 1 | 1 | General Sparepart | 24 | 2025-07-25 | AKTIF | 1 | 0.54545 | 0 | 0.86364 | 0.86364
O-18108-00 | Freeze Dryer MBE1207 - Therm.Exp.Valve TE2 R404A/R507A 068Z3403 | FD IMA | 2 | 4 | 2 | Sama | Aktif | - | - | 1 | 1 | Critical Sparepart | 36 | 2023-09-01 | AKTIF | 1 | 0.54545 | 0 | 0.86364 | 0.86364
O-19211-00 | Freeze Dryer MBE1207 - Thermal Expansi Valve TE 2 3/8 Inch (In)1/2 Inch (Out) 068Z3411 | FD IMA | 2 | 4 | 2 | Sama | Aktif | - | - | 0 | 0 | Critical Sparepart | 36 | 2023-07-05 | TIDAK AKTIF | 1 | 0 | 0 | 1 | 1
O-18916-00 | Freeze Dryer MBE1207 - Valve Body S20 DN25 ANSI150 Flg BODY CI DISC:316SS STEM 316SS P/n: EB14-00063 | FD IMA | 1 | 2 | 1 | Sama | Aktif | - | - | 0 | 0 | Critical Sparepart | 36 | 2023-01-18 | TIDAK AKTIF | 0 | 0 | 0 | 0 | 0
O-18914-00 | Freeze Dryer MBE1207 - Valve Body S20 DN40 ANSI150 Flg BODY:CI DISC:316SS Mirror finish STEM 316SS P | FD IMA | 1 | 2 | 2 | Lebih | Aktif | - | GL2503058 | 1 | 1 | Critical Sparepart | 36 | 2025-02-19 | AKTIF | 1 | 0 | 0 | 1 | 1
O-18913-00 | Freeze Dryer MBE1207 - Valve Body S20 DN40 ANSI150 Flg BODY:CI DISC:316SS STEM 316SS P/n: EB14-00064 | FD IMA | 1 | 2 | 4 | Lebih | Aktif | - | - | 0 | 0 | Critical Sparepart | 36 | 2023-01-18 | TIDAK AKTIF | 1 | 0 | 0 | 1 | 1
P-18725-00 | Freon Refrigerant Chemours Suva R507 | FD IMA | 4 | 8 | 6 | Lebih | Aktif | - | Stok ada 4 | 1 | 8 | General Sparepart | 24 | 2026-05-05 | AKTIF | 8 | 6.2727 | 3 | 7.4818 | 7.4818
P-17867-00 | General - Clamp Ferrule SS304 2 Inch | FD IMA | 3 | 5 | 3 | Sama | Aktif | - | 121703458 | 1 | 4 | Fast Moving / Consumable | 18 | 2025-11-06 | AKTIF | 4 | 0 | 3 | 4 | 4
P-14377-00 | General - Gasket Ferrule EPDM 1 Inch | FD IMA | 10 | 30 | 50 | Lebih | Aktif | - | - | 7 | 60 | Fast Moving / Consumable | 18 | 2026-05-29 | AKTIF | 19 | 19.0909 | 60 | 19.0273 | 60
O-19591-00 | Grease for High Vacuum GR AR555; Kluber; ; | FD IMA | 0 | 1 | 0 | Sama | Aktif | - | Masih ada Stok | 0 | 0 | Fast Moving / Consumable | 18 | 2024-04-30 | TIDAK AKTIF | 0 | 0.27273 | 0 | 0.081818 | 0.081818
P-18665-00 | Heavy clamp ferrule 1 - 1 1/2 inch; SS304L | FD IMA | 5 | 10 | 6 | Lebih | Aktif | - | - | 1 | 6 | Fast Moving / Consumable | 18 | 2026-02-27 | AKTIF | 7 | 1.0909 | 0 | 5.2273 | 5.2273
P-18664-00 | Heavy clamp ferrule 2 inch; SS304L; | FD IMA | 5 | 10 | 0 | Kurang | Inactive | Inactive | - | 0 | 0 | Fast Moving / Consumable | 18 | 0 | TIDAK AKTIF | 0 | 0 | 0 | 0 | 0
O-53026-00 | LKB butterfly valve,ISO2037; 316L+EPDM; weld ends: 51x1.2 + Actruator: 304 SS Spring Return, NC + MiAlfalavalFV401 | FD IMA | 1 | 2 | 2 | Lebih | Aktif | - | - | 1 | 1 | Critical Sparepart | 36 | 2024-09-18 | AKTIF | 1 | 0 | 0 | 1 | 1
O-54122-00 | O-RING 106X5.30; Freeze Dryer MBE1207; P/N EB41-00292; pack size per pc | FD IMA | 4 | 8 | 6 | Lebih | Aktif | - | 121703272 - INCOMPLETE | 1 | 6 | Fast Moving / Consumable | 18 | 2025-09-28 | AKTIF | 2 | 0 | 6 | 2 | 6
O-54123-00 | O-RING 132X5.30; Freeze Dryer MBE1207; P/N EB41-00298; pack size per pc | FD IMA | 4 | 8 | 10 | Lebih | Aktif | - | GL2508026 | 1 | 3 | Fast Moving / Consumable | 18 | 2025-10-25 | AKTIF | 3 | 0.27273 | 0 | 2.1818 | 2.1818
O-54121-00 | O-RING 180X3.55; Freeze Dryer MBE1207; P/N EB41-00357; pack size per pc | FD IMA | 4 | 8 | 6 | Lebih | Aktif | - | - | 1 | 2 | Fast Moving / Consumable | 18 | 2025-07-11 | AKTIF | 2 | 0 | 0 | 2 | 2
O-54124-00 | O-RING 345X5.30; Freeze Dryer MBE1207; P/N EB41-00320; pack size per pc | FD IMA | 4 | 8 | 6 | Lebih | Aktif | - | - | 1 | 2 | Fast Moving / Consumable | 18 | 2025-07-11 | AKTIF | 2 | 0 | 0 | 2 | 2
O-54120-00 | O-RING 8X1.8; Freeze Dryer MBE1207; P/N EB41-00336; pack size per pc | FD IMA | 4 | 8 | 20 | Lebih | Aktif | - | GL2508026 | 2 | 10 | Fast Moving / Consumable | 18 | 2025-07-11 | AKTIF | 10 | 0 | 0 | 10 | 10
P-19144-00 | O-ring Silicon Diameter 5,33mm; Lokal; ; | FD IMA | 5 | 10 | 10 | Lebih | Aktif | - | - | 0 | 0 | Fast Moving / Consumable | 18 | 2024-08-26 | TIDAK AKTIF | 4 | 0 | 0 | 4 | 4
O-19379-00 | Oli Refrigeration; Xaerus; XR 534-46; | FD IMA | 5 | 10 | 10 | Lebih | Aktif | - | - | 0 | 0 | Fast Moving / Consumable | 18 | 2024-09-18 | TIDAK AKTIF | 10 | 4.9091 | 0 | 8.4727 | 8.4727
O-19848-00 | Pneumatic ball valve_1 inch weldedWORCESTEREDF50-00196 | FD IMA | 1 | 2 | 1 | Sama | Aktif | - | - | 1 | 1 | Critical Sparepart | 36 | 2025-12-31 | AKTIF | 1 | 0.27273 | 0 | 0.78182 | 0.78182
P-11391-00 | Seal Ferrule EPDM 1.5" (35 x 53 x 9) | FD IMA | 20 | 40 | 31 | Lebih | Aktif | - | - | 2 | 17 | Fast Moving / Consumable | 18 | 2025-12-31 | AKTIF | 23 | 2.4545 | 0 | 16.8364 | 16.8364
P-11392-00 | Seal Ferrule EPDM 2" | FD IMA | 30 | 60 | 30 | Sama | Aktif | - | - | 0 | 0 | Fast Moving / Consumable | 18 | 2024-01-04 | TIDAK AKTIF | 11 | 0 | 0 | 11 | 11
P-11393-00 | Seal Ferrule EPDM 3" | FD IMA | 10 | 30 | 15 | Lebih | Aktif | - | - | 1 | 7 | Fast Moving / Consumable | 18 | 2026-05-29 | AKTIF | 9 | 1.6364 | 0 | 6.7909 | 6.7909
O-54119-00 | Shelf Bellows | FD IMA | 0 | 1 | 0 | Sama | Aktif | - | - | 1 | 1 | General Sparepart | 24 | 2025-10-25 | AKTIF | 1 | 0.27273 | 0 | 0.78182 | 0.78182
P-14957-00 | Straight Union KQ2H08-00A; ; ; | FD IMA | 3 | 6 | 10 | Lebih | Aktif | - | - | 0 | 0 | General Sparepart | 24 | 2022-06-15 | TIDAK AKTIF | 2 | 0 | 0 | 2 | 2
O-11109-00 | Bearing 6002-2RSH | Filling | 1 | 2 | 5 | Lebih | Aktif | - | - | 0 | 0 | Fast Moving / Consumable | 18 | 2021-08-13 | TIDAK AKTIF | 2 | 0 | 0 | 2 | 2
O-18041-00 | Bearing 624 ZZ | Filling | 2 | 5 | 22 | Lebih | Aktif | - | - | 0 | 0 | Fast Moving / Consumable | 18 | 2024-03-22 | TIDAK AKTIF | 12 | 0.27273 | 0 | 8.4818 | 8.4818
O-15566-00 | CAPS HOPPER MINIMUM LOAD SENSOR ; WORLD BEAM QS18VP6LAF250Q5 LASER ADJUSTABLE FIELD | Filling | 1 | 1 | 0 | Kurang | Inactive | Setara | Setara dengan O-15712-00 | 1 | 1 | Critical Sparepart | 36 | 2023-11-01 | AKTIF | 0 | 0.27273 | 0 | 0.081818 | 0.081818
P-14993-00 | Ferrule to Hose 1,5 inch x 7mm | Filling | 1 | 2 | 2 | Lebih | Aktif | - | GL2509023 | 1 | 2 | Fast Moving / Consumable | 18 | 2025-08-06 | AKTIF | 2 | 0 | 0 | 2 | 2
O-54115-00 | Fiber Amplifier - FS-V31CP | Filling | 1 | 2 | 1 | Sama | Aktif | - | - | 0 | 0 | General Sparepart | 24 | 2024-02-19 | TIDAK AKTIF | 1 | 0.81818 | 0 | 0.94545 | 0.94545
O-54116-00 | Fiber Reflective - FU-67V | Filling | 1 | 2 | 1 | Sama | Aktif | - | - | 1 | 1 | General Sparepart | 24 | 2024-08-30 | AKTIF | 1 | 0.81818 | 0 | 0.94545 | 0.94545
O-51717-00 | FILLING PUMPS ROTATION CLUTCH SENSOR ; DATA LOGIC; SENSOR DIA. 12MM, 10-30 VDC PNP NC, M12 CONNECTION | Filling | 0 | 1 | 0 | Sama | Inactive | Setara | Setara dengan O-53458-00 | 0 | 0 | Critical Sparepart | 36 | 0 | TIDAK AKTIF | 0 | 0 | 0 | 0 | 0
O-53484-00 | Filling VFM100 - Filler Main Servo Motor G5 220V, 750W, 2.4 Nm, 3000 rpm, 204156 | Filling | 1 | 2 | 0 | Kurang | Aktif | - | 121703511 | 0 | 0 | Critical Sparepart | 36 | 0 | TIDAK AKTIF | 0 | 0 | 0 | 0 | 0
O-53458-00 | Filling VFM100 - FILLING PUMPS ROTATION CLUTCH SENSOR ; DATA LOGIC; SENSOR DIA. 12MM, 10-30 VDC PNP | Filling | 0 | 1 | 0 | Sama | Aktif | - | - | 0 | 0 | Critical Sparepart | 36 | 0 | TIDAK AKTIF | 0 | 0 | 0 | 0 | 0
O-53211-00 | Filling VFM100 - Flow meter 40-500 NL/H (201787);INOX;Model 1900; | Filling | 1 | 2 | 1 | Sama | Aktif | - | - | 1 | 2 | General Sparepart | 24 | 2025-12-31 | AKTIF | 2 | 0.27273 | 0 | 1.4818 | 1.4818
O-53485-00 | Filling VFM100 - Infeed Starwheel Servo Motor G5 220V, 200W, 0.64 Nm, 3000 rpm, 204154 | Filling | 0 | 1 | 0 | Sama | Aktif | - | - | 0 | 0 | Critical Sparepart | 36 | 0 | TIDAK AKTIF | 0 | 0 | 0 | 0 | 0
O-52884-00 | Filling VFM100 - Laser Sensor World beam QS18VP6LAF250Q5 10-30 VDC | Filling | 1 | 2 | 3 | Lebih | Aktif | - | - | 1 | 1 | Critical Sparepart | 36 | 2025-02-27 | AKTIF | 1 | 0.27273 | 0 | 0.78182 | 0.78182
O-53483-00 | Filling VFM100 - NITROGEN PRE-GAS POST-GAS PINCH VALVE, S106-08 , Pinch Valve with coil 24VDC 13W , | Filling | 1 | 2 | 0 | Kurang | Inactive | Inactive | - | 0 | 0 | Critical Sparepart | 36 | 0 | TIDAK AKTIF | 0 | 0 | 0 | 0 | 0
P-18620-00 | Filling VFM100 - Piringan Loadcell Material SUS304 | Filling | 1 | 2 | 2 | Lebih | Aktif | - | Coba Trial | 1 | 2 | General Sparepart | 24 | 2025-08-05 | AKTIF | 2 | 1.0909 | 0 | 1.7273 | 1.7273
O-53462-00 | Filling VFM100 - PROXIMITY SENSOR, DATALOGIC M12 NON FLUSH SHORT PNP NO IS-12-D1-S2 | Filling | 1 | 1 | 1 | Sama | Aktif | - | 121703490 | 1 | 1 | Critical Sparepart | 36 | 2025-11-13 | AKTIF | 1 | 0 | 1 | 1 | 1
O-53463-00 | Filling VFM100 - PROXIMITY SENSOR, DATALOGIC M8 FLUSH 2X PNP NC IS-08-G2-S1 | Filling | 1 | 1 | 0 | Kurang | Aktif | - | 121703490 | 1 | 1 | Critical Sparepart | 36 | 2026-07-31 | AKTIF | 1 | 0.27273 | 1 | 0.78182 | 1
O-53464-00 | Filling VFM100 - SENSOR NO 10-30 VDC, 200MA; NITROGEN POST-GAS FLOW CHECK SENSOR | Filling | 1 | 1 | 1 | Sama | Aktif | - | 121703490 | 1 | 1 | Critical Sparepart | 36 | 2025-11-13 | AKTIF | 1 | 0 | 1 | 1 | 1
O-53481-00 | Filling VFM100 - TEMPERATURE PROBE ; MODEL PT100 SINGLE ELEMENT, 3 WIRES, DIAMETER 3MM, LENGTH 250M | Filling | 1 | 2 | 1 | Sama | Aktif | - | 121703490 | 1 | 1 | General Sparepart | 24 | 2025-11-13 | AKTIF | 1 | 0 | 1 | 1 | 1
O-53482-00 | Filling VFM100 - VACUUM LEVEL SWITCH ; DIGITAL VACUUM LEVEL SWITCH Code: 120511 | Filling | 1 | 2 | 1 | Sama | Aktif | - | 121703490 | 1 | 1 | General Sparepart | 24 | 2025-11-13 | AKTIF | 1 | 0 | 1 | 1 | 1
O-53459-00 | Filling VFM100 - Vacuum pump Motor, Becker, D80 B4 P, Vacuum pump type VT 4.16 50/60Hz | Filling | 0 | 1 | 0 | Sama | Aktif | - | - | 0 | 0 | Critical Sparepart | 36 | 0 | TIDAK AKTIF | 0 | 0 | 0 | 0 | 0
O-53478-00 | Filling VFM100 - Vacuump pump Vane balde; VT 4.16 | Filling | 1 | 1 | 1 | Sama | Aktif | - | - | 1 | 1 | Critical Sparepart | 36 | 2025-11-27 | AKTIF | 1 | 0 | 1 | 1 | 1
O-15594-00 | FLOWMETER + REGULATOR PRE GAS/POST GAS; ASA | Filling | 1 | 2 | 0 | Kurang | Inactive | Setara | Setara dengan O-53211-00 | 0 | 0 | Critical Sparepart | 36 | 0 | TIDAK AKTIF | 0 | 0 | 0 | 0 | 0
O-15611-00 | GEAR MOTOR N100/SO + UFR1 - UL;HALSTRUP SAIA ; PART NO :19474 | Filling | 1 | 2 | 0 | Kurang | Inactive | Setara | Setara dengan O-53199-00 | 0 | 0 | Critical Sparepart | 36 | 0 | TIDAK AKTIF | 0 | 0 | 0 | 0 | 0
O-20992-00 | General - Spare Membrane diaphragm MA8 PTFE/EPDM | Filling | 1 | 2 | 4 | Lebih | Aktif | - | 121703253 - APPROVED | 1 | 4 | General Sparepart | 24 | 2025-09-22 | AKTIF | 4 | 0 | 4 | 4 | 4
O-15619-00 | HIGH PRECISION OPTICAL FIBER 10MM WIDTH FU-12, VIALS MAXIMUM LOAD AT OUTFEED SENSOR KEYENCE P/N : - pc | Filling | 1 | 1 | 0 | Kurang | Aktif | - | - | 1 | 2 | Critical Sparepart | 36 | 2026-08-13 | AKTIF | 1 | 1.0909 | 2 | 1.0273 | 2
O-15732-00 | KEYENCE AMPLIFIER SENSOR OPTICAL FIBER PNP OUTPUT CONNECTOR M8 FU-12 | Filling | 1 | 1 | 0 | Kurang | Inactive | Setara | Setara dengan O-15619-00 | 0 | 0 | Critical Sparepart | 36 | 0 | TIDAK AKTIF | 0 | 0 | 0 | 0 | 0
O-15658-00 | LOAD CELL ; WIPOTEC ; SINGLE POINT LOAD CELL MODEL PW15AHC3/10KG-1 NORMAL LOAD 10KG SERIAL NO. 02707239; | Filling | 0 | 1 | 0 | Sama | Inactive | Inactive | Tidak di Stok | 0 | 0 | General Sparepart | 24 | 0 | TIDAK AKTIF | 0 | 0 | 0 | 0 | 0
O-51728-00 | NITROGEN PRE-GAS FLOW CHECK SENSOR ; TURCK / UPROX ;SENSOR NO 10-30 VDC, 200MA | Filling | 1 | 1 | 0 | Kurang | Inactive | Setara | Setara dengan P-15098-00 | 0 | 0 | Critical Sparepart | 36 | 0 | TIDAK AKTIF | 0 | 0 | 0 | 0 | 0
O-51750-00 | PHOTOCELL SENSOR WITH REFLECTOR PZ-G62CP WITH R-5 Code: PZ-G62CP+R-5 | Filling | 1 | 2 | 2 | Lebih | Aktif | - | - | 0 | 0 | Critical Sparepart | 36 | 2023-05-27 | TIDAK AKTIF | 1 | 0 | 0 | 1 | 1
O-51723-00 | PROXIMITY SENSOR, DATALOGIC M12 FLUSH SHORT 2X PNP NO IS-12-G1-S2 P/N: 204170 | Filling | 1 | 2 | 0 | Kurang | Inactive | Setara | Setara dengan O-53462-00 | 0 | 0 | Critical Sparepart | 36 | 0 | TIDAK AKTIF | 0 | 0 | 0 | 0 | 0
O-51722-00 | PROXIMITY SENSOR, DATALOGIC M12 NON FLUSH SHORT PNP NO IS-12-D1-S2 | Filling | 1 | 1 | 0 | Kurang | Inactive | Setara | Setara dengan O-53462-00 | 0 | 0 | Critical Sparepart | 36 | 0 | TIDAK AKTIF | 0 | 0 | 0 | 0 | 0
O-51721-00 | PROXIMITY SENSOR, DATALOGIC M8 FLUSH 2X PNP NC IS-08-G2-S1 | Filling | 1 | 1 | 0 | Kurang | Inactive | Setara | Setara dengan O-53463-00 | 0 | 0 | Critical Sparepart | 36 | 0 | TIDAK AKTIF | 0 | 0 | 0 | 0 | 0
O-51996-00 | Pulsed DC Ionising Bar Hyperion 929IPS Length | Filling | 1 | 2 | 1 | Sama | Aktif | - | - | 1 | 1 | General Sparepart | 24 | 2026-01-02 | AKTIF | 0 | 0 | 1 | 0 | 1
O-15668-00 | RIBBED HEATER RCU - 1200W - 230VAC - 50/60HZ - MATERIAL AISI304; PART NO :4561 | Filling | 2 | 4 | 0 | Kurang | Inactive | Setara | Setara dengan item baru | 0 | 0 | General Sparepart | 24 | 0 | TIDAK AKTIF | 0 | 0 | 0 | 0 | 0
O-16321-00 | SED - 2/2 Way Diaphragm Valve Metal Aseptic p/n:207.15.7.545.51.125.SF1 | Filling | 1 | 2 | 0 | Kurang | Aktif | Setara | Setara dengan O-20992-00 | 0 | 0 | Critical Sparepart | 36 | 2018-12-06 | TIDAK AKTIF | 0 | 0 | 0 | 0 | 0
O-51746-00 | SENSOR NO 10-30 VDC, 200MA; NITROGEN POST-GAS FLOW CHECK SENSOR ; | Filling | 1 | 1 | 0 | Kurang | Inactive | Setara | Setara dengan O-53464-00 | 0 | 0 | Critical Sparepart | 36 | 0 | TIDAK AKTIF | 0 | 0 | 0 | 0 | 0
P-15419-00 | Sensor Turck No 10-30 VDC, 200mABi8U-Q08-AP6X2-V1131 | Filling | 1 | 2 | 0 | Kurang | Inactive | Setara | Setara dengan P-15098-00 | 0 | 0 | Critical Sparepart | 36 | 0 | TIDAK AKTIF | 0 | 0 | 0 | 0 | 0
P-15098-00 | Sensor Turck No 10-30 VDC, 200mABi8U-Q08-AP6X2-V1131; Turck; ; | Filling | 1 | 1 | 0 | Kurang | Inactive | Inactive | - | 0 | 0 | Critical Sparepart | 36 | 0 | TIDAK AKTIF | 0 | 0 | 0 | 0 | 0
P-12763-00 | Silicone gasket for ferrule dia 1 1/2inch Taiwan | Filling | 10 | 30 | 30 | Lebih | Aktif | - | - | 2 | 12 | Fast Moving / Consumable | 18 | 2025-02-18 | AKTIF | 12 | 0 | 0 | 12 | 12
O-52355-00 | Solenoid Valve type 55B-24-PE-611JB | Filling | 1 | 2 | 1 | Sama | Aktif | - | - | 0 | 0 | Critical Sparepart | 36 | 2020-06-19 | TIDAK AKTIF | 0 | 0 | 0 | 0 | 0
O-15720-00 | TEMPERATURE PROBE ; JUMO; MODEL PT100 SINGLE ELEMENT, 3 WIRES, DIAMETER 3MM, LENGTH 250MM; PART NO :25597 | Filling | 1 | 2 | 0 | Kurang | Inactive | Setara | Setara dengan O-53481-00 902250/32-415-1001-2-3-250-11-10000/00 | 0 | 0 | General Sparepart | 24 | 0 | TIDAK AKTIF | 0 | 0 | 0 | 0 | 0
O-15727-00 | VACUUM LEVEL SWITCH ; Vuototecnica ; DIGITAL VACUUM LEVEL SWITCH Code: 120511 P/N: 202545 | Filling | 1 | 2 | 0 | Kurang | Inactive | Setara | Setara dengan O-53482-00 | 0 | 0 | General Sparepart | 24 | 0 | TIDAK AKTIF | 0 | 0 | 0 | 0 | 0
O-15613-00 | WEIGHING LOAD CELL WIPOTEC SL250/300-M-FS-9-29-34 WASHDOWN IP44 SERIAL NO. 00301; | Filling | 0 | 1 | 0 | Sama | Aktif | - | Tidak di Stok, Pakai Capex | 0 | 0 | General Sparepart | 24 | 0 | TIDAK AKTIF | 0 | 0 | 0 | 0 | 0
P-18554-00 | Baut Hexagonal SS 304 Uk. M4 x 8; ; ; | General - Baut | 10 | 100 | 100 | Lebih | Aktif | - | - | 11 | 100 | Fast Moving / Consumable | 18 | 2026-03-03 | AKTIF | 66 | 7.3636 | 100 | 48.4091 | 100
P-14519-00 | Baut Hexagonal SS M8x30mm+Mur+Ring; ; ; | General - Baut | 10 | 100 | 100 | Lebih | Aktif | - | - | 11 | 100 | Fast Moving / Consumable | 18 | 2026-03-05 | AKTIF | 113 | 55.3636 | 100 | 95.7091 | 100
O-19424-00 | Baut Hexagonal SS304 M6 X 20mm+Mur+Ring | General - Baut | 10 | 100 | 78 | Lebih | Aktif | - | - | 16 | 150 | Fast Moving / Consumable | 18 | 2026-07-31 | AKTIF | 200 | 33.2727 | 100 | 149.9818 | 149.9818
P-18556-00 | Baut L SS 304 Uk. M3 x 10 mm; ; ; | General - Baut | 10 | 100 | 100 | Lebih | Aktif | - | - | 11 | 100 | Fast Moving / Consumable | 18 | 2026-03-03 | AKTIF | 66 | 10.6364 | 100 | 49.3909 | 100
P-18555-00 | Baut L SS 304 Uk. M3 x 6 mm; ; ; | General - Baut | 10 | 100 | 100 | Lebih | Aktif | - | - | 11 | 100 | Fast Moving / Consumable | 18 | 2026-03-31 | AKTIF | 66 | 3.5455 | 100 | 47.2636 | 100
P-18788-00 | Baut SS Hexagon SS M6x55mm + Mur; ; ; | General - Baut | 10 | 100 | 30 | Lebih | Aktif | - | - | 6 | 57 | Fast Moving / Consumable | 18 | 2026-07-31 | AKTIF | 62 | 43.6364 | 0 | 56.4909 | 56.4909
P-11886-00 | Baut SS L countersunk M 4x0.7x10mm + Mur | General - Baut | 10 | 100 | 100 | Lebih | Aktif | - | - | 11 | 100 | Fast Moving / Consumable | 18 | 2026-03-03 | AKTIF | 35 | 27.2727 | 100 | 32.6818 | 100
O-19429-00 | Baut SS L M4 x 10 mm + Mur + Ring; ; ;; ; ;; ; ; | General - Baut | 10 | 100 | 100 | Lebih | Aktif | - | - | 11 | 100 | Fast Moving / Consumable | 18 | 2026-03-31 | AKTIF | 73 | 27.5455 | 100 | 59.3636 | 100
O-19430-00 | Baut SS L M5 x 20 mm + Mur + Ring; ; ;; ; ;; ; ; | General - Baut | 10 | 100 | 83 | Lebih | Aktif | - | - | 11 | 100 | Fast Moving / Consumable | 18 | 2026-07-31 | AKTIF | 73 | 38.1818 | 100 | 62.5545 | 100
O-19431-00 | Baut SS L M8 x 30 mm + Mur + Ring; ; ;; ; ;; ; ; | General - Baut | 10 | 100 | 80 | Lebih | Aktif | - | - | 11 | 100 | Fast Moving / Consumable | 18 | 2026-07-31 | AKTIF | 73 | 38.7273 | 100 | 62.7182 | 100
Q-70069-00 | Dynabolt Beton M10x70 | General - Baut | 10 | 100 | 50 | Lebih | Aktif | - | - | 6 | 50 | General Sparepart | 24 | 2026-03-06 | AKTIF | 39 | 13.6364 | 50 | 31.3909 | 50
P-11967-00 | Belt dressing ; Brand : GLOBAL ; P/N : GL-1033 ; Pack Size : pcs | General - Chemical | 1 | 3 | 3 | Lebih | Aktif | - | - | 0 | 0 | Fast Moving / Consumable | 18 | 2024-02-28 | TIDAK AKTIF | 1 | 0 | 0 | 1 | 1
P-11968-00 | Berusynt FGH Spray H1 - Bechem | General - Chemical | 1 | 5 | 5 | Lebih | Aktif | - | - | 1 | 9 | General Sparepart | 24 | 2026-07-14 | AKTIF | 3 | 4.0909 | 9 | 3.3273 | 9
P-18618-00 | Chemicals Kuclean HL-351 @20 liter; ; ; | General - Chemical | 20 | 40 | 40 | Lebih | Aktif | - | - | 5 | 40 | General Sparepart | 24 | 2026-07-01 | AKTIF | 35 | 21.8182 | 40 | 31.0455 | 40
P-10726-00 | Cleaner - Contact Cleaner CRC CO 2016 500 ml | General - Chemical | 2 | 5 | 3 | Lebih | Aktif | - | - | 1 | 3 | Fast Moving / Consumable | 18 | 2026-01-06 | AKTIF | 2 | 1.6364 | 3 | 1.8909 | 3
P-17830-00 | Cleaner Stainless Stell & Polish; 3M; ; | General - Chemical | 2 | 5 | 3 | Lebih | Aktif | - | - | 1 | 2 | Fast Moving / Consumable | 18 | 2025-05-31 | AKTIF | 2 | 1.9091 | 0 | 1.9727 | 1.9727
P-10729-00 | Contact cleaner WD 40, 382 gr ; Brand : - ; P/N : - ; Pack Size : pcs | General - Chemical | 2 | 4 | 1 | Kurang | Aktif | - | - | 1 | 6 | Fast Moving / Consumable | 18 | 2026-07-14 | AKTIF | 5 | 5.1818 | 6 | 5.0545 | 6
P-14521-00 | Freon R410A; Dupont; ; | General - Chemical | 1 | 1 | 2 | Lebih | Aktif | - | - | 1 | 3 | General Sparepart | 24 | 2025-11-17 | AKTIF | 3 | 0.27273 | 2 | 2.1818 | 2.1818
P-12464-00 | Lem Aibon 1 gal/ kaleng | General - Chemical | 1 | 2 | 2 | Lebih | Aktif | - | - | 1 | 3 | General Sparepart | 24 | 2026-05-29 | AKTIF | 1 | 0.27273 | 3 | 0.78182 | 3
P-53211-00 | LOCTITE High Temperature @ 50 ml; ; ; | General - Chemical | 2 | 2 | 0 | Kurang | Inactive | Inactive | - | 1 | 1 | General Sparepart | 24 | 2024-12-03 | AKTIF | 0 | 0.54545 | 0 | 0.16364 | 0.16364
Q-60501-00 | Silicone Sealant, Silglaze, Type N10 Clear, pack size per pcs | General - Chemical | 5 | 10 | 6 | Lebih | Aktif | - | - | 3 | 25 | Fast Moving / Consumable | 18 | 2026-08-26 | AKTIF | 24 | 26.4545 | 0 | 24.7364 | 24.7364
Q-60503-00 | Silicone Sealant, Silglaze, Type N10 Grey, pack size per pcs | General - Chemical | 5 | 10 | 24 | Lebih | Aktif | - | - | 9 | 85 | Fast Moving / Consumable | 18 | 2026-08-13 | AKTIF | 35 | 18 | 85 | 29.9 | 85
Q-60502-00 | Silicone Sealant, Silglaze, Type N10 White, pack size per pcs | General - Chemical | 5 | 10 | 1 | Kurang | Aktif | - | - | 10 | 90 | Fast Moving / Consumable | 18 | 2026-08-05 | AKTIF | 42 | 31.9091 | 90 | 38.9727 | 90
P-17645-00 | Sodium Hiphoclorite | General - Chemical | 450 | 4000 | 1450 | Lebih | Aktif | - | - | 419 | 4020 | General Sparepart | 24 | 2026-08-26 | AKTIF | 2989 | 1650 | 4020 | 2587.3 | 4020
O-15718-00 | SYNTHETIC FOOD GRADE, CRC - P/N : NSF H1 pc | General - Chemical | 4 | 6 | 3 | Kurang | Aktif | - | - | 1 | 6 | General Sparepart | 24 | 2026-07-17 | AKTIF | 2 | 1.3636 | 6 | 1.8091 | 6
Q-10128-00 | Thinner Super End/Impala | General - Chemical | 3 | 10 | 3 | Sama | Aktif | - | - | 7 | 60 | General Sparepart | 24 | 2026-08-26 | AKTIF | 25 | 35.7273 | 60 | 28.2182 | 60
P-15866-00 | THREAD SEALANT, LOCTITE 554 | General - Chemical | 0 | 1 | 0 | Sama | Inactive | Inactive | - | 0 | 0 | Fast Moving / Consumable | 18 | 0 | TIDAK AKTIF | 0 | 0 | 0 | 0 | 0
P-15867-00 | THREAD SEALANT, LOCTITE, 243 MEDIUM STRENGTH | General - Chemical | 0 | 1 | 0 | Sama | Inactive | Inactive | - | 0 | 0 | Fast Moving / Consumable | 18 | 0 | TIDAK AKTIF | 0 | 0 | 0 | 0 | 0
P-52711-00 | Accu NS70 (Battery kering) 12V - 65Ah; GS ASTRA; ; | General - Electrical | 1 | 3 | 0 | Kurang | Aktif | - | - | 1 | 4 | General Sparepart | 24 | 2026-09-06 | AKTIF | 2 | 1.0909 | 4 | 1.7273 | 4
P-51889-00 | Autonics - Power Supply SPA-050-24VDC | General - Electrical | 1 | 5 | 4 | Lebih | Aktif | - | - | 1 | 5 | General Sparepart | 24 | 2026-04-30 | AKTIF | 2 | 2.1818 | 5 | 2.0545 | 5
O-50994-00 | Battery kering 12V 7,2AH; ; ; | General - Electrical | 1 | 3 | 1 | Sama | Aktif | - | - | 1 | 5 | General Sparepart | 24 | 2026-06-30 | AKTIF | 5 | 1.9091 | 3 | 4.0727 | 4.0727
P-50140-00 | Battery UPS | General - Electrical | 2 | 5 | 10 | Lebih | Aktif | - | - | 3 | 22 | General Sparepart | 24 | 2026-07-31 | AKTIF | 21 | 22.6364 | 0 | 21.4909 | 21.4909
P-52640-00 | Bola lampu 220 V 5 Watt for Cartoning Machine; ; ; | General - Electrical | 1 | 5 | 11 | Lebih | Aktif | - | - | 0 | 0 | Fast Moving / Consumable | 18 | 2025-01-25 | TIDAK AKTIF | 3 | 0.54545 | 0 | 2.2636 | 2.2636
P-50797-00 | Bola lampu 24V 5 Watt | General - Electrical | 1 | 5 | 18 | Lebih | Aktif | - | - | 1 | 3 | Fast Moving / Consumable | 18 | 2025-03-27 | AKTIF | 4 | 0.54545 | 0 | 2.9636 | 2.9636
P-50307-00 | Bola Lampu SL 24 W / 220-240 V / Philips Spiral | General - Electrical | 2 | 4 | 4 | Lebih | Aktif | - | - | 1 | 4 | Fast Moving / Consumable | 18 | 2026-03-03 | AKTIF | 2 | 0 | 4 | 2 | 4
P-50810-00 | Buzzer type AD22-22MSD warna merah with lamp; FORT | General - Electrical | 2 | 5 | 6 | Lebih | Aktif | - | - | 1 | 6 | Fast Moving / Consumable | 18 | 2026-07-31 | AKTIF | 6 | 3 | 3 | 5.1 | 5.1
P-13735-00 | Cable Duct Round Putih 35 x 10 mm | General - Electrical | 1 | 5 | 1 | Sama | Aktif | - | - | 1 | 2 | Fast Moving / Consumable | 18 | 2025-03-27 | AKTIF | 2 | 0.27273 | 0 | 1.4818 | 1.4818
P-15438-00 | CABLE SPIRAL WRAPPING, TYPE KS12, BRAND KSS; ; ; | General - Electrical | 2 | 2 | 2 | Sama | Aktif | - | - | 1 | 2 | Fast Moving / Consumable | 18 | 2026-03-31 | AKTIF | 2 | 1.9091 | 2 | 1.9727 | 2
P-15437-00 | CABLE SPIRAL WRAPPING, TYPE KS24, BRAND KSS; ; ; | General - Electrical | 2 | 2 | 1 | Kurang | Aktif | - | - | 1 | 6 | Fast Moving / Consumable | 18 | 2026-08-13 | AKTIF | 6 | 2.1818 | 6 | 4.8545 | 6
P-53209-00 | CAPACITOR 3 uF, 220 V, 2 kutub; ; ; | General - Electrical | 3 | 6 | 4 | Lebih | Aktif | - | - | 1 | 3 | General Sparepart | 24 | 2025-04-30 | AKTIF | 3 | 0.27273 | 0 | 2.1818 | 2.1818
P-53210-00 | CAPACITOR 5 uF, 220 V, 2 kutub; ; ; | General - Electrical | 2 | 4 | 4 | Lebih | Aktif | - | - | 1 | 4 | General Sparepart | 24 | 2026-03-06 | AKTIF | 4 | 1.0909 | 4 | 3.1273 | 4
P-52110-00 | CAPACITOR 5 uF, 500 V, 50/60 Hz; ; ; | General - Electrical | 1 | 5 | 5 | Lebih | Aktif | - | - | 1 | 5 | General Sparepart | 24 | 2026-07-01 | AKTIF | 4 | 3.2727 | 5 | 3.7818 | 5
P-52254-00 | Capasitor 40 mF 400/450 VAC | General - Electrical | 1 | 3 | 1 | Sama | Aktif | - | - | 1 | 3 | General Sparepart | 24 | 2026-08-26 | AKTIF | 1 | 0.81818 | 3 | 0.94545 | 3
P-53362-00 | Contactor Schneider LC1D09M7 Coil 220 VAC; ; ; | General - Electrical | 1 | 1 | 1 | Sama | Aktif | - | - | 1 | 1 | Critical Sparepart | 36 | 2024-05-02 | AKTIF | 1 | 0.27273 | 0 | 0.78182 | 0.78182
P-52513-00 | Emergency Stop 22 mm | General - Electrical | 1 | 2 | 2 | Lebih | Aktif | - | - | 1 | 2 | General Sparepart | 24 | 2026-03-05 | AKTIF | 1 | 0 | 2 | 1 | 2
P-51891-00 | Exhaust Fan Panel 240VAC; ; ; | General - Electrical | 1 | 3 | 3 | Lebih | Aktif | - | - | 1 | 3 | Critical Sparepart | 36 | 2026-03-03 | AKTIF | 2 | 2.7273 | 3 | 2.2182 | 3
P-50951-00 | Fuse kaca 10 A 6x 30 | General - Electrical | 5 | 10 | 7 | Lebih | Aktif | Inactive | - | 0 | 0 | Fast Moving / Consumable | 18 | 0 | TIDAK AKTIF | 0 | 0 | 0 | 0 | 0
P-50956-00 | Fuse kaca 2A 6x30 | General - Electrical | 3 | 10 | 0 | Kurang | Inactive | Inactive | - | 0 | 0 | Fast Moving / Consumable | 18 | 0 | TIDAK AKTIF | 0 | 0 | 0 | 0 | 0
P-50957-00 | Fuse kaca 3 A 5x 20 | General - Electrical | 1 | 5 | 0 | Kurang | Inactive | Inactive | - | 0 | 0 | Fast Moving / Consumable | 18 | 2023-11-01 | TIDAK AKTIF | 0 | 0.54545 | 0 | 0.16364 | 0.16364
P-50959-00 | Fuse kaca 3A 6x30 | General - Electrical | 3 | 10 | 3 | Sama | Aktif | - | - | 0 | 0 | Fast Moving / Consumable | 18 | 0 | TIDAK AKTIF | 0 | 0 | 0 | 0 | 0
P-50962-00 | Fuse kaca 5A 6x30 | General - Electrical | 3 | 10 | 8 | Lebih | Aktif | - | - | 2 | 15 | Fast Moving / Consumable | 18 | 2026-08-26 | AKTIF | 20 | 2.1818 | 10 | 14.6545 | 14.6545
O-51157-00 | Fuse Keramik 6A 10x38; ; ; | General - Electrical | 2 | 10 | 10 | Lebih | Aktif | - | - | 0 | 0 | Fast Moving / Consumable | 18 | 2025-01-25 | TIDAK AKTIF | 2 | 0.54545 | 0 | 1.5636 | 1.5636
P-50633-00 | General - Timer AC100-240/DC100-125; Omron ; H3CR - A8; 1 pc | General - Electrical | 1 | 3 | 4 | Lebih | Aktif | - | - | 1 | 4 | General Sparepart | 24 | 2025-10-25 | AKTIF | 5 | 0.27273 | 0 | 3.5818 | 3.5818
P-53133-00 | Kabel Belden AWG 22 | General - Electrical | 1 | 3 | 2 | Lebih | Aktif | - | - | 1 | 6 | Fast Moving / Consumable | 18 | 2025-11-14 | AKTIF | 2 | 12.2727 | 0 | 5.0818 | 5.0818
P-50274-00 | Kabel NYAF 0.75 Merah | General - Electrical | 50 | 200 | 50 | Sama | Aktif | - | - | 6 | 52 | Fast Moving / Consumable | 18 | 2026-07-17 | AKTIF | 13 | 0.54545 | 52 | 9.2636 | 52
P-52642-00 | Kabel NYYHY 2 x 0.75 mm Merk Supreme; ; ; | General - Electrical | 50 | 200 | 150 | Lebih | Aktif | - | - | 16 | 150 | Fast Moving / Consumable | 18 | 2026-03-05 | AKTIF | 71 | 17.7273 | 150 | 55.0182 | 150
P-51756-00 | Kabel NYYHY 3x0.75mm; ; ; meter | General - Electrical | 50 | 200 | 200 | Lebih | Aktif | - | - | 16 | 150 | Fast Moving / Consumable | 18 | 2026-03-05 | AKTIF | 133 | 90 | 150 | 120.1 | 150
P-51856-00 | Key Selector Switch S2KR-4CK2AM Autonics; ; ; | General - Electrical | 1 | 3 | 2 | Lebih | Aktif | - | - | 1 | 2 | General Sparepart | 24 | 2026-01-24 | AKTIF | 1 | 0.54545 | 2 | 0.86364 | 2
O-54005-00 | LAMPU UV 15 WATT, OSRAM | General - Electrical | 1 | 2 | 7 | Lebih | Aktif | - | - | 1 | 4 | Fast Moving / Consumable | 18 | 2026-05-29 | AKTIF | 4 | 2.4545 | 0 | 3.5364 | 3.5364
P-52569-00 | Limit Switch LX19-001 250 VAC; ; ; | General - Electrical | 1 | 3 | 4 | Lebih | Aktif | - | - | 1 | 4 | General Sparepart | 24 | 2026-04-30 | AKTIF | 4 | 1.0909 | 0 | 3.1273 | 3.1273
P-50325-00 | Limit Switch Z - 15GQ 22 - B 15 A / 125 / 250 VAC Highly | General - Electrical | 1 | 3 | 2 | Lebih | Aktif | - | - | 0 | 0 | General Sparepart | 24 | 2021-09-01 | TIDAK AKTIF | 2 | 0 | 0 | 2 | 2
P-52009-00 | Limit Switch;; Omron; Part No. D4MC-1000; 1 pc/pack | General - Electrical | 1 | 3 | 3 | Lebih | Aktif | - | - | 1 | 5 | General Sparepart | 24 | 2026-02-20 | AKTIF | 6 | 1.0909 | 3 | 4.5273 | 4.5273
O-54006-00 | MCB 1 PHASE, SCHNEIDER ELECTRIC, 10 AMPERE | General - Electrical | 1 | 1 | 0 | Kurang | Aktif | Setara | Setara dengan O-15822-00 | 1 | 3 | Critical Sparepart | 36 | 2026-07-31 | AKTIF | 3 | 0.27273 | 1 | 2.1818 | 2.1818
O-54008-00 | MCB 1 PHASE, SCHNEIDER ELECTRIC, 25 AMPERE | General - Electrical | 1 | 1 | 5 | Lebih | Aktif | - | - | 1 | 7 | Critical Sparepart | 36 | 2026-01-26 | AKTIF | 9 | 0.81818 | 5 | 6.5455 | 6.5455
O-54007-00 | MCB 1 PHASE, SCHNEIDER ELECTRIC, IC60H 10Ka 16 AMPERE | General - Electrical | 1 | 1 | 7 | Lebih | Aktif | - | - | 1 | 5 | Critical Sparepart | 36 | 2026-02-20 | AKTIF | 4 | 0.54545 | 5 | 2.9636 | 5
O-54009-00 | MCB 1 PHASE, SIEMENS, 2 POLE 2 AMPERE | General - Electrical | 1 | 1 | 0 | Kurang | Inactive | - | - | 0 | 0 | Critical Sparepart | 36 | 0 | TIDAK AKTIF | 0 | 0 | 0 | 0 | 0
O-54010-00 | MCB 1 PHASE, SIEMENS, 2 POLE 4 AMPERE | General - Electrical | 1 | 1 | 0 | Kurang | Inactive | - | - | 0 | 0 | Critical Sparepart | 36 | 0 | TIDAK AKTIF | 0 | 0 | 0 | 0 | 0
O-54011-00 | MCB 3 PHASE, SIEMENS, 2 AMPERE | General - Electrical | 1 | 1 | 0 | Kurang | Inactive | - | - | 0 | 0 | Critical Sparepart | 36 | 0 | TIDAK AKTIF | 0 | 0 | 0 | 0 | 0
O-15822-00 | MCB Schneider C60H 1 phase 1 pole 10 A 100000A GLOBAL MULTIPARTS, PT P/N : - pc | General - Electrical | 1 | 1 | 1 | Sama | Aktif | - | - | 1 | 1 | Critical Sparepart | 36 | 2026-03-05 | AKTIF | 1 | 0 | 1 | 1 | 1
O-15820-00 | MCB Schneider C60H 1 phase 1 pole 2 A 100000A - P/N : - pc | General - Electrical | 2 | 4 | 4 | Lebih | Aktif | - | - | 1 | 4 | Critical Sparepart | 36 | 2026-03-02 | AKTIF | 1 | 0 | 4 | 1 | 4
O-15821-00 | MCB Schneider C60H 1 phase 1 pole 4 A 100000A - P/N : - pc | General - Electrical | 1 | 1 | 0 | Kurang | Aktif | Setara | Setara dengan P-54463-00 | 0 | 0 | Critical Sparepart | 36 | 0 | TIDAK AKTIF | 0 | 0 | 0 | 0 | 0
P-51745-00 | MCB Schneider C60H 1 phase 1 pole 6A 10000A; ; ; | General - Electrical | 1 | 1 | 0 | Kurang | Aktif | Setara | Setara dengan P-54462-00 | 0 | 0 | Critical Sparepart | 36 | 0 | TIDAK AKTIF | 0 | 0 | 0 | 0 | 0
O-51850-00 | Power Supply 220 VAC 12 VDC, 3 Ampere; ; ; | General - Electrical | 2 | 2 | 3 | Lebih | Aktif | - | - | 1 | 3 | General Sparepart | 24 | 2026-01-26 | AKTIF | 2 | 0.81818 | 3 | 1.6455 | 3
P-50495-00 | Relay / RXM 2AB2P7 / 230 V / 50-60 Hz / 12 A / 250 VAC | General - Electrical | 2 | 10 | 14 | Lebih | Aktif | - | - | 1 | 5 | General Sparepart | 24 | 2026-08-26 | AKTIF | 5 | 1.9091 | 0 | 4.0727 | 4.0727
P-51705-00 | Relay 110-120 V AC; ; ; | General - Electrical | 2 | 5 | 3 | Lebih | Aktif | - | - | 0 | 0 | General Sparepart | 24 | 0 | TIDAK AKTIF | 0 | 0 | 0 | 0 | 0
O-50863-00 | Relay/MY4N/220-240 VAC Omron; ; ; | General - Electrical | 1 | 2 | 33 | Lebih | Aktif | - | - | 5 | 45 | General Sparepart | 24 | 2026-04-30 | AKTIF | 24 | 7.3636 | 45 | 19.0091 | 45
O-54012-00 | SELECTOR SWITCH, HANYOUNG, CR253-3 ON-OFF-ON | General - Electrical | 1 | 1 | 0 | Kurang | Inactive | - | - | 0 | 0 | General Sparepart | 24 | 0 | TIDAK AKTIF | 0 | 0 | 0 | 0 | 0
P-17562-00 | SIGMA - Mounting Base 20x20mm; ; ; | General - Electrical | 1 | 3 | 3 | Lebih | Aktif | - | - | 1 | 3 | General Sparepart | 24 | 2026-03-05 | AKTIF | 1 | 0.54545 | 3 | 0.86364 | 3
P-50562-00 | Socket Relay PF083A-E; Omron; PF083A; 1 pieces | General - Electrical | 1 | 3 | 3 | Lebih | Aktif | - | - | 1 | 4 | Fast Moving / Consumable | 18 | 2026-02-27 | AKTIF | 5 | 0.54545 | 0 | 3.6636 | 3.6636
O-54013-00 | SOCKET RJ 45 | General - Electrical | 5 | 10 | 0 | Kurang | Aktif | Setara | Setara dengan P-52854-00 | 3 | 23 | Fast Moving / Consumable | 18 | 2025-09-30 | AKTIF | 28 | 9 | 0 | 22.3 | 22.3
O-54014-00 | STEKER 1 PHASE, BROCO | General - Electrical | 2 | 6 | 20 | Lebih | Aktif | - | - | 3 | 24 | General Sparepart | 24 | 2026-06-30 | AKTIF | 21 | 28.6364 | 0 | 23.2909 | 23.2909
P-54190-00 | Stop Kontak IP55 16A; Legrand; ; | General - Electrical | 1 | 5 | 2 | Lebih | Aktif | - | - | 1 | 5 | General Sparepart | 24 | 2026-06-30 | AKTIF | 5 | 2.7273 | 0 | 4.3182 | 4.3182
O-54015-00 | STOP KONTAK LUBANG 4, BROCO | General - Electrical | 2 | 5 | 0 | Kurang | Aktif | Setara | Setara dengan P-51313-00 | 2 | 16 | General Sparepart | 24 | 2026-06-30 | AKTIF | 12 | 23.1818 | 0 | 15.3545 | 15.3545
P-52001-00 | Switch Lamp Merah 220 VAC | General - Electrical | 1 | 3 | 0 | Kurang | Inactive | Inactive | - | 0 | 0 | Fast Moving / Consumable | 18 | 0 | TIDAK AKTIF | 0 | 0 | 0 | 0 | 0
P-52662-00 | Temperature Controller - TK4S- 14SN 100-240 VAC AUTONICS; ; ; | General - Electrical | 1 | 5 | 3 | Lebih | Aktif | - | - | 1 | 3 | Critical Sparepart | 36 | 2026-04-24 | AKTIF | 3 | 1.9091 | 1 | 2.6727 | 2.6727
O-52859-00 | Temperature Controller - TK4S- 24RN 100-240 VAC AUTONICS; ; ; | General - Electrical | 1 | 3 | 5 | Lebih | Aktif | - | - | 1 | 4 | Critical Sparepart | 36 | 2026-02-27 | AKTIF | 4 | 1.9091 | 0 | 3.3727 | 3.3727
P-51706-00 | Terminal Blok 4 Pin; ; ; | General - Electrical | 2 | 4 | 4 | Lebih | Aktif | - | GL2507407 | 1 | 4 | General Sparepart | 24 | 2026-05-05 | AKTIF | 2 | 1.0909 | 4 | 1.7273 | 4
P-51704-00 | Terminal Krustin 6 Terminal; ; ; | General - Electrical | 2 | 4 | 10 | Lebih | Aktif | - | - | 2 | 13 | General Sparepart | 24 | 2026-03-31 | AKTIF | 17 | 0.54545 | 10 | 12.0636 | 12.0636
P-51298-00 | Terminal plastik dia 4 mm | General - Electrical | 2 | 5 | 3 | Lebih | Aktif | - | - | 1 | 5 | General Sparepart | 24 | 2026-06-30 | AKTIF | 3 | 3 | 5 | 3 | 5
P-51299-00 | Terminal plastik dia 6 mm | General - Electrical | 3 | 10 | 9 | Lebih | Aktif | - | - | 2 | 10 | General Sparepart | 24 | 2026-07-31 | AKTIF | 8 | 10.0909 | 10 | 8.6273 | 10
O-54138-00 | Terminal Viking / Terminal Block Size 10 mm | General - Electrical | 2 | 5 | 13 | Lebih | Aktif | - | - | 2 | 13 | General Sparepart | 24 | 2026-01-26 | AKTIF | 17 | 3.2727 | 10 | 12.8818 | 12.8818
O-54137-00 | Terminal Viking / Terminal Block Size 6 mm; Fort; ; | General - Electrical | 2 | 10 | 62 | Lebih | Aktif | - | - | 8 | 73 | General Sparepart | 24 | 2026-02-20 | AKTIF | 103 | 1.3636 | 60 | 72.5091 | 72.5091
O-53011-00 | Timer Digital LE8B-BF; Autonics; A01761; | General - Electrical | 1 | 3 | 2 | Lebih | Aktif | - | - | 1 | 7 | General Sparepart | 24 | 2026-03-04 | AKTIF | 7 | 4.3636 | 2 | 6.2091 | 6.2091
P-51739-00 | TOR Schneider LRD05 0,63 - 1,0 A; ; ; | General - Electrical | 1 | 1 | 1 | Sama | Aktif | - | - | 1 | 1 | General Sparepart | 24 | 2026-03-03 | AKTIF | 0 | 0 | 1 | 0 | 1
P-11819-00 | Alumunium duct tape 2 inch | General - Isolasi | 2 | 10 | 9 | Lebih | Aktif | - | - | 2 | 10 | Fast Moving / Consumable | 18 | 2026-06-30 | AKTIF | 2 | 1.9091 | 10 | 1.9727 | 10
O-15931-00 | Double Tape 3M 1 Merah - P/N : - pc | General - Isolasi | 3 | 6 | 25 | Lebih | Aktif | - | - | 7 | 60 | Fast Moving / Consumable | 18 | 2026-08-26 | AKTIF | 25 | 30.2727 | 60 | 26.5818 | 60
P-17897-00 | Foam Tape Perekat 1 Sisi 3mm x 25mm x 10M; ; ; | General - Isolasi | 1 | 2 | 2 | Lebih | Aktif | - | - | 1 | 2 | Fast Moving / Consumable | 18 | 2026-03-05 | AKTIF | 1 | 1.0909 | 2 | 1.0273 | 2
P-16474-00 | General - Lem PLastic Steel Epoxy + Hardener 5 menit; Dextone ; -; 1 set/pack | General - Isolasi | 2 | 6 | 5 | Lebih | Aktif | - | - | 1 | 7 | Fast Moving / Consumable | 18 | 2026-07-31 | AKTIF | 8 | 2.4545 | 5 | 6.3364 | 6.3364
P-10945-00 | Insulation - Seal Tape onda | General - Isolasi | 10 | 30 | 0 | Kurang | Aktif | - | - | 5 | 39 | Fast Moving / Consumable | 18 | 2026-08-26 | AKTIF | 37 | 41.1818 | 30 | 38.2545 | 38.2545
P-12433-00 | Isolasi AC- Sansui | General - Isolasi | 5 | 10 | 9 | Lebih | Aktif | - | - | 2 | 16 | Fast Moving / Consumable | 18 | 2026-06-30 | AKTIF | 13 | 21.8182 | 0 | 15.6455 | 15.6455
P-51027-00 | Isolasi Kabel SCOTCH super 33+ size: 19 mmx20x0.177 mm ( vinyl electric tape ) Black 3M | General - Isolasi | 2 | 6 | 1 | Kurang | Aktif | - | - | 2 | 16 | Fast Moving / Consumable | 18 | 2026-08-26 | AKTIF | 12 | 16.6364 | 16 | 13.3909 | 16
Q-10249-00 | Lem Power Glue; ; ; | General - Isolasi | 3 | 6 | 65 | Lebih | Aktif | - | - | 9 | 80 | General Sparepart | 24 | 2026-08-26 | AKTIF | 42 | 59.7273 | 80 | 47.3182 | 80
P-12994-00 | Nippon Tape - ASF-110FR | General - Isolasi | 3 | 10 | 7 | Lebih | Aktif | - | - | 1 | 8 | Fast Moving / Consumable | 18 | 2026-06-30 | AKTIF | 4 | 4.0909 | 8 | 4.0273 | 8
P-13389-00 | Scotch Brite 3M; ; ; | General - Isolasi | 5 | 10 | 46 | Lebih | Aktif | - | - | 5 | 42 | General Sparepart | 24 | 2026-08-26 | AKTIF | 40 | 45.5455 | 0 | 41.6636 | 41.6636
P-13383-00 | Silicone Sealant High Temp Red; ; ; | General - Isolasi | 2 | 5 | 6 | Lebih | Aktif | - | - | 1 | 5 | Fast Moving / Consumable | 18 | 2026-07-31 | AKTIF | 5 | 4.6364 | 0 | 4.8909 | 4.8909
P-10387-00 | Ball Valve Kuningan 3/4" KITZ | General - Plumbing | 2 | 2 | 2 | Sama | Aktif | - | - | 1 | 2 | Critical Sparepart | 36 | 2026-03-06 | AKTIF | 0 | 0 | 2 | 0 | 2
P-10389-00 | Ball Valve PVC 1 1/2 " | General - Plumbing | 1 | 2 | 0 | Kurang | Aktif | - | - | 5 | 42 | Critical Sparepart | 36 | 2026-09-08 | AKTIF | 42 | 0 | 7 | 42 | 42
P-10390-00 | Ball Valve PVC 1" | General - Plumbing | 2 | 4 | 6 | Lebih | Aktif | - | - | 1 | 2 | Critical Sparepart | 36 | 2026-03-31 | AKTIF | 2 | 0.27273 | 0 | 1.4818 | 1.4818
P-10391-00 | Ball Valve PVC 2" | General - Plumbing | 2 | 2 | 2 | Sama | Aktif | - | - | 1 | 2 | Critical Sparepart | 36 | 2025-05-02 | AKTIF | 2 | 0 | 0 | 2 | 2
P-11836-00 | Ball valve PVC dia 1 1/4 inch drat | General - Plumbing | 1 | 2 | 2 | Lebih | Aktif | - | - | 2 | 12 | Critical Sparepart | 36 | 2026-07-01 | AKTIF | 12 | 0 | 2 | 12 | 12
P-11837-00 | Ball valve PVC dia 1 inch drat | General - Plumbing | 1 | 1 | 0 | Kurang | Inactive | Inactive | - | 0 | 0 | Critical Sparepart | 36 | 0 | TIDAK AKTIF | 0 | 0 | 0 | 0 | 0
P-11838-00 | Ball Valve PVC dia 3/4 inch | General - Plumbing | 2 | 2 | 2 | Sama | Aktif | - | - | 1 | 2 | Critical Sparepart | 36 | 2026-03-05 | AKTIF | 1 | 0 | 2 | 1 | 2
P-12029-00 | Chemical - NIKKO steel Type: NS-stain clean = 1kg (stainless steel pickling gel) | General - Plumbing | 1 | 3 | 5 | Lebih | Aktif | - | - | 1 | 1 | Fast Moving / Consumable | 18 | 2025-08-22 | AKTIF | 1 | 0 | 0 | 1 | 1
P-12083-00 | Clamp selang SS dia 1/2inch ex TRIDON | General - Plumbing | 3 | 10 | 3 | Sama | Aktif | - | - | 1 | 8 | Fast Moving / Consumable | 18 | 2026-08-26 | AKTIF | 7 | 9.2727 | 0 | 7.6818 | 7.6818
P-12082-00 | Clamp selang ss dia 3/4inch ex TRIDON | General - Plumbing | 3 | 10 | 9 | Lebih | Aktif | - | - | 1 | 6 | Fast Moving / Consumable | 18 | 2026-04-30 | AKTIF | 6 | 3.2727 | 0 | 5.1818 | 5.1818
O-14643-00 | EPDM Gasket for Ferrule dia. 3; ; ; | General - Plumbing | 10 | 30 | 10 | Sama | Aktif | - | - | 1 | 5 | Fast Moving / Consumable | 18 | 2025-11-28 | AKTIF | 4 | 4.0909 | 0 | 4.0273 | 4.0273
P-10763-00 | Ferrule 1" SS 316L | General - Plumbing | 1 | 3 | 3 | Lebih | Aktif | - | - | 1 | 3 | General Sparepart | 24 | 2026-03-05 | AKTIF | 4 | 0.27273 | 3 | 2.8818 | 3
P-10857-00 | Fitting PVC - Elbow PVC 1 1/2" Rucika AW | General - Plumbing | 2 | 4 | 4 | Lebih | Aktif | - | - | 1 | 6 | Fast Moving / Consumable | 18 | 2026-08-26 | AKTIF | 4 | 0.27273 | 6 | 2.8818 | 6
P-10858-00 | Fitting PVC - Elbow PVC 1 1/4" | General - Plumbing | 2 | 4 | 5 | Lebih | Aktif | - | - | 0 | 0 | Fast Moving / Consumable | 18 | 2025-02-07 | TIDAK AKTIF | 3 | 0 | 0 | 3 | 3
P-10860-00 | Fitting PVC - Elbow PVC 1" | General - Plumbing | 2 | 4 | 4 | Lebih | Aktif | - | - | 1 | 6 | Fast Moving / Consumable | 18 | 2025-07-25 | AKTIF | 6 | 5.4545 | 0 | 5.8364 | 5.8364
P-10859-00 | Fitting PVC - Elbow PVC 1/2" Rucika AW | General - Plumbing | 2 | 4 | 4 | Lebih | Aktif | - | - | 1 | 7 | Fast Moving / Consumable | 18 | 2026-03-06 | AKTIF | 8 | 4.0909 | 4 | 6.8273 | 6.8273
P-10862-00 | Fitting PVC - Elbow PVC 2 1/2" | General - Plumbing | 2 | 4 | 5 | Lebih | Aktif | - | - | 0 | 0 | Fast Moving / Consumable | 18 | 2025-02-07 | TIDAK AKTIF | 3 | 0 | 0 | 3 | 3
P-10863-00 | Fitting PVC - Elbow PVC 2" | General - Plumbing | 2 | 4 | 5 | Lebih | Aktif | - | - | 1 | 7 | Fast Moving / Consumable | 18 | 2025-03-06 | AKTIF | 9 | 1.3636 | 0 | 6.7091 | 6.7091
P-10867-00 | Fitting PVC - Elbow PVC 3 inch | General - Plumbing | 2 | 4 | 4 | Lebih | Aktif | - | - | 1 | 8 | Fast Moving / Consumable | 18 | 2026-03-06 | AKTIF | 8 | 0 | 4 | 8 | 8
P-10865-00 | Fitting PVC - Elbow PVC 3/4" | General - Plumbing | 2 | 4 | 5 | Lebih | Aktif | - | - | 0 | 0 | Fast Moving / Consumable | 18 | 2025-02-07 | TIDAK AKTIF | 1 | 0 | 0 | 1 | 1
P-10868-00 | Fitting PVC - Elbow PVC 4" Rucika AW | General - Plumbing | 2 | 4 | 4 | Lebih | Aktif | - | - | 1 | 4 | Fast Moving / Consumable | 18 | 2026-03-06 | AKTIF | 1 | 0.27273 | 4 | 0.78182 | 4
P-10877-00 | Fitting PVC - Reducer PVC 2" - 1" | General - Plumbing | 5 | 10 | 10 | Lebih | Aktif | - | - | 1 | 8 | Fast Moving / Consumable | 18 | 2026-03-06 | AKTIF | 8 | 0 | 6 | 8 | 8
P-10883-00 | Fitting PVC - SDD PVC 1 1/2" | General - Plumbing | 2 | 4 | 0 | Kurang | Aktif | - | - | 2 | 17 | Fast Moving / Consumable | 18 | 2026-07-01 | AKTIF | 24 | 0.27273 | 4 | 16.8818 | 16.8818
P-10884-00 | Fitting PVC - SDD PVC 1 1/4" | General - Plumbing | 2 | 4 | 4 | Lebih | Aktif | - | - | 1 | 8 | Fast Moving / Consumable | 18 | 2026-03-06 | AKTIF | 8 | 0 | 4 | 8 | 8
P-10886-00 | Fitting PVC - SDD PVC 1" | General - Plumbing | 2 | 4 | 3 | Lebih | Aktif | - | - | 1 | 6 | Fast Moving / Consumable | 18 | 2026-06-30 | AKTIF | 8 | 0.27273 | 4 | 5.6818 | 5.6818
P-10885-00 | Fitting PVC - SDD PVC 1/2" | General - Plumbing | 2 | 4 | 4 | Lebih | Aktif | - | - | 1 | 4 | Fast Moving / Consumable | 18 | 2026-03-06 | AKTIF | 1 | 0 | 4 | 1 | 4
P-10887-00 | Fitting PVC - SDD PVC 2" | General - Plumbing | 2 | 4 | 4 | Lebih | Aktif | - | - | 1 | 4 | Fast Moving / Consumable | 18 | 2026-03-06 | AKTIF | 1 | 0 | 4 | 1 | 4
P-10889-00 | Fitting PVC - SDD PVC 3/4" Rucika AW | General - Plumbing | 2 | 4 | 0 | Kurang | Aktif | - | - | 3 | 24 | Fast Moving / Consumable | 18 | 2026-07-01 | AKTIF | 24 | 0 | 4 | 24 | 24
P-13285-00 | Fitting PVC - SDL PVC 1/2" | General - Plumbing | 2 | 4 | 3 | Lebih | Aktif | - | - | 1 | 6 | Fast Moving / Consumable | 18 | 2026-08-26 | AKTIF | 8 | 0.27273 | 4 | 5.6818 | 5.6818
P-10890-00 | Fitting PVC - SDL PVC 1 1/2" | General - Plumbing | 2 | 4 | 4 | Lebih | Aktif | - | - | 1 | 6 | Fast Moving / Consumable | 18 | 2026-03-06 | AKTIF | 8 | 0.27273 | 4 | 5.6818 | 5.6818
P-10891-00 | Fitting PVC - SDL PVC 1 1/4" | General - Plumbing | 2 | 4 | 0 | Kurang | Aktif | - | - | 3 | 24 | Fast Moving / Consumable | 18 | 2026-07-01 | AKTIF | 24 | 0 | 4 | 24 | 24
P-10892-00 | Fitting PVC - SDL PVC 1" | General - Plumbing | 2 | 4 | 4 | Lebih | Aktif | - | - | 1 | 4 | Fast Moving / Consumable | 18 | 2026-03-06 | AKTIF | 2 | 0 | 4 | 2 | 4
P-10893-00 | Fitting PVC - SDL PVC 2" | General - Plumbing | 2 | 4 | 4 | Lebih | Aktif | - | - | 1 | 4 | Fast Moving / Consumable | 18 | 2026-03-06 | AKTIF | 1 | 0 | 4 | 1 | 4
P-10894-00 | Fitting PVC - SDL PVC 3" Rucika AW | General - Plumbing | 2 | 4 | 4 | Lebih | Aktif | - | - | 1 | 8 | Fast Moving / Consumable | 18 | 2026-03-06 | AKTIF | 8 | 0 | 4 | 8 | 8
P-10895-00 | Fitting PVC - Sock Long PVC 1/2" | General - Plumbing | 2 | 4 | 12 | Lebih | Aktif | - | - | 1 | 9 | Fast Moving / Consumable | 18 | 2025-05-02 | AKTIF | 9 | 0 | 0 | 9 | 9
P-10896-00 | Fitting PVC - Sock PVC 1 1/4" | General - Plumbing | 2 | 4 | 0 | Kurang | Inactive | Inactive | - | 1 | 1 | Fast Moving / Consumable | 18 | 2025-02-28 | AKTIF | 0 | 0.27273 | 0 | 0.081818 | 0.081818
P-10897-00 | Fitting PVC - Sock PVC 1" | General - Plumbing | 2 | 4 | 1 | Kurang | Aktif | - | - | 1 | 4 | Fast Moving / Consumable | 18 | 2026-09-08 | AKTIF | 4 | 0.81818 | 3 | 3.0455 | 3.0455
P-10898-00 | Fitting PVC - Sock PVC 2" | General - Plumbing | 2 | 4 | 3 | Lebih | Aktif | - | - | 1 | 3 | Fast Moving / Consumable | 18 | 2026-07-31 | AKTIF | 3 | 0.81818 | 0 | 2.3455 | 2.3455
P-10900-00 | Fitting PVC - Sock PVC 3" Rucika AW | General - Plumbing | 2 | 4 | 0 | Kurang | Inactive | Inactive | - | 0 | 0 | Fast Moving / Consumable | 18 | 0 | TIDAK AKTIF | 0 | 0 | 0 | 0 | 0
P-10899-00 | Fitting PVC - Sock PVC 3/4" | General - Plumbing | 2 | 4 | 4 | Lebih | Aktif | - | - | 1 | 4 | Fast Moving / Consumable | 18 | 2026-03-06 | AKTIF | 4 | 0.81818 | 3 | 3.0455 | 3.0455
P-13269-00 | Fitting PVC - Sock PVC 4" | General - Plumbing | 1 | 2 | 2 | Lebih | Aktif | - | - | 1 | 2 | Fast Moving / Consumable | 18 | 2026-03-06 | AKTIF | 0 | 0 | 2 | 0 | 2
P-10904-00 | Fitting PVC - Tee PVC 1 1/4" | General - Plumbing | 2 | 4 | 4 | Lebih | Aktif | - | - | 1 | 3 | Fast Moving / Consumable | 18 | 2026-03-06 | AKTIF | 1 | 0.27273 | 3 | 0.78182 | 3
P-10906-00 | Fitting PVC - Tee PVC 1" Rucika AW | General - Plumbing | 2 | 4 | 4 | Lebih | Aktif | - | - | 0 | 0 | Fast Moving / Consumable | 18 | 2025-02-07 | TIDAK AKTIF | 1 | 0 | 0 | 1 | 1
P-10905-00 | Fitting PVC - Tee PVC 1/2" | General - Plumbing | 2 | 4 | 4 | Lebih | Aktif | - | - | 1 | 4 | Fast Moving / Consumable | 18 | 2026-03-06 | AKTIF | 1 | 0 | 4 | 1 | 4
P-19660-00 | Fitting PVC - Tee PVC 2.5 Inch; Rucika; -; 1 pc | General - Plumbing | 5 | 10 | 10 | Lebih | Aktif | - | - | 1 | 7 | Fast Moving / Consumable | 18 | 2026-03-06 | AKTIF | 7 | 0 | 6 | 7 | 7
P-10907-00 | Fitting PVC - Tee PVC 2" Rucika AW | General - Plumbing | 2 | 4 | 4 | Lebih | Aktif | - | - | 1 | 4 | Fast Moving / Consumable | 18 | 2026-03-06 | AKTIF | 4 | 0 | 4 | 4 | 4
P-10909-00 | Fitting PVC - Tee PVC 3 inch Rucika AW | General - Plumbing | 2 | 4 | 0 | Kurang | Inactive | Inactive | - | 0 | 0 | Fast Moving / Consumable | 18 | 0 | TIDAK AKTIF | 0 | 0 | 0 | 0 | 0
P-10908-00 | Fitting PVC - Tee PVC 3/4" Rucika AW | General - Plumbing | 2 | 4 | 0 | Kurang | Aktif | - | - | 3 | 24 | Fast Moving / Consumable | 18 | 2026-07-01 | AKTIF | 24 | 0 | 4 | 24 | 24
O-13521-00 | gasket 1 1/2 / EPDM - P/N : - pc | General - Plumbing | 10 | 30 | 19 | Lebih | Aktif | - | - | 1 | 5 | Fast Moving / Consumable | 18 | 2025-12-31 | AKTIF | 6 | 0.27273 | 0 | 4.2818 | 4.2818
O-13522-00 | gasket 2 / EPDM; ; ; | General - Plumbing | 10 | 30 | 30 | Lebih | Aktif | - | - | 0 | 0 | Fast Moving / Consumable | 18 | 2024-05-31 | TIDAK AKTIF | 10 | 3 | 0 | 7.9 | 7.9
P-15078-00 | General - ELBOW PVC AW 2" ; Rucika; -; 1 pc | General - Plumbing | 2 | 4 | 7 | Lebih | Aktif | - | - | 1 | 2 | Fast Moving / Consumable | 18 | 2025-03-21 | AKTIF | 2 | 0 | 0 | 2 | 2
P-12748-00 | General - Pipa PVC AW dia. 1 1/4inch, Warna Abu-Abu; Rucika; -; 1 pcs | General - Plumbing | 2 | 5 | 15 | Lebih | Aktif | - | - | 1 | 8 | Fast Moving / Consumable | 18 | 2026-08-26 | AKTIF | 11 | 0.27273 | 0 | 7.7818 | 7.7818
P-14970-00 | General - Pipa PVC AW dia. 2 1/2inch, Warna Abu-Abu; Rucika; -; 1 pcs | General - Plumbing | 2 | 5 | 6 | Lebih | Aktif | - | - | 1 | 5 | Fast Moving / Consumable | 18 | 2025-04-23 | AKTIF | 5 | 0 | 0 | 5 | 5
P-10874-00 | General - Vlok Sok/Reducer PVC AW 1" x 1/2"; Rucika; -; 1 pcs | General - Plumbing | 5 | 10 | 2 | Kurang | Aktif | - | - | 1 | 8 | General Sparepart | 24 | 2026-07-01 | AKTIF | 4 | 2.1818 | 8 | 3.4545 | 8
P-53213-00 | Lem Pipa PVC; ; ; | General - Plumbing | 3 | 5 | 1 | Kurang | Inactive | Setara | Setara dengan Q-10715-00 | 0 | 0 | Fast Moving / Consumable | 18 | 2022-01-13 | TIDAK AKTIF | 2 | 0 | 0 | 2 | 2
O-18356-00 | Pipa Ornamen 2.5 Inch; ; ;; ; ; | General - Plumbing | 1 | 3 | 6 | Lebih | Aktif | - | - | 1 | 6 | Fast Moving / Consumable | 18 | 2026-03-05 | AKTIF | 7 | 3.2727 | 3 | 5.8818 | 5.8818
P-12746-00 | RUCIKA - Pipa PVC AW dia 1 1/2inch | General - Plumbing | 2 | 5 | 5 | Lebih | Aktif | - | - | 1 | 5 | Fast Moving / Consumable | 18 | 2026-03-06 | AKTIF | 2 | 0.81818 | 5 | 1.6455 | 5
P-12749-00 | RUCIKA - Pipa PVC AW dia 1 inch Warna Abu-Abu | General - Plumbing | 2 | 5 | 12 | Lebih | Aktif | - | - | 1 | 3 | Fast Moving / Consumable | 18 | 2026-08-26 | AKTIF | 3 | 2.4545 | 0 | 2.8364 | 2.8364
P-12750-00 | RUCIKA - Pipa PVC aw dia 1/2 inch Warna Abu-Abu | General - Plumbing | 2 | 5 | 14 | Lebih | Aktif | - | - | 1 | 3 | Fast Moving / Consumable | 18 | 2026-06-30 | AKTIF | 3 | 0.27273 | 0 | 2.1818 | 2.1818
P-12747-00 | RUCIKA - Pipa PVC AW dia 3/4inch | General - Plumbing | 2 | 5 | 5 | Lebih | Aktif | - | - | 0 | 0 | Fast Moving / Consumable | 18 | 2025-02-10 | TIDAK AKTIF | 1 | 0 | 0 | 1 | 1
P-14980-00 | Seal Ferrule Teflon 3/4 inch; ; ; | General - Plumbing | 10 | 30 | 34 | Lebih | Aktif | - | - | 3 | 20 | Fast Moving / Consumable | 18 | 2025-12-29 | AKTIF | 11 | 1.3636 | 20 | 8.1091 | 20
P-12764-00 | Silicone gasket for ferrule dia 1/2inch Taiwan | General - Plumbing | 10 | 30 | 9 | Kurang | Aktif | - | - | 5 | 39 | Fast Moving / Consumable | 18 | 2026-08-13 | AKTIF | 23 | 29.1818 | 39 | 24.8545 | 39
P-12765-00 | Silicone gasket for ferrule dia 2inch Taiwan | General - Plumbing | 10 | 30 | 13 | Lebih | Aktif | - | - | 2 | 14 | Fast Moving / Consumable | 18 | 2026-07-31 | AKTIF | 16 | 9.2727 | 0 | 13.9818 | 13.9818
O-14641-00 | Silicone Gasket for Ferrule dia. 1; ; ; | General - Plumbing | 10 | 30 | 8 | Kurang | Aktif | - | - | 4 | 30 | Fast Moving / Consumable | 18 | 2026-08-13 | AKTIF | 22 | 14.7273 | 30 | 19.8182 | 30
O-14642-00 | Silicone Gasket for Ferrule dia. 2,5"; ; ; | General - Plumbing | 10 | 30 | 6 | Kurang | Aktif | - | - | 4 | 30 | Fast Moving / Consumable | 18 | 2026-08-13 | AKTIF | 26 | 7.9091 | 30 | 20.5727 | 30
O-14644-00 | Silicone Gasket for Ferrule dia. 4; ; ; | General - Plumbing | 10 | 30 | 8 | Kurang | Aktif | - | - | 3 | 20 | Fast Moving / Consumable | 18 | 2026-08-13 | AKTIF | 9 | 4.0909 | 20 | 7.5273 | 20
P-12803-00 | Sock Drat dalam PVC AW dia 1 inch | General - Plumbing | 5 | 10 | 10 | Lebih | Aktif | - | - | 2 | 10 | General Sparepart | 24 | 2026-03-06 | AKTIF | 3 | 1.3636 | 10 | 2.5091 | 10
P-13259-00 | Sock Drat dalam SS 304 dia 1 inch | General - Plumbing | 1 | 3 | 3 | Lebih | Aktif | - | - | 1 | 3 | General Sparepart | 24 | 2026-03-06 | AKTIF | 1 | 0.54545 | 3 | 0.86364 | 3
P-12816-00 | Sock PVC AW dia 1 1/2inch | General - Plumbing | 5 | 10 | 10 | Lebih | Aktif | - | - | 2 | 10 | General Sparepart | 24 | 2026-03-06 | AKTIF | 4 | 0.27273 | 10 | 2.8818 | 10
P-12819-00 | Sock PVC AW dia 1/2inch | General - Plumbing | 5 | 10 | 5 | Sama | Aktif | - | - | 1 | 2 | General Sparepart | 24 | 2025-02-28 | AKTIF | 2 | 0.27273 | 0 | 1.4818 | 1.4818
P-13385-00 | Sok Drat Dalam 2" Pvc Rucika; ; ; | General - Plumbing | 2 | 4 | 3 | Lebih | Aktif | - | - | 0 | 0 | General Sparepart | 24 | 0 | TIDAK AKTIF | 0 | 0 | 0 | 0 | 0
P-13384-00 | Sok Drat Luar 2" Pvc Rucika; ; ; | General - Plumbing | 2 | 4 | 4 | Lebih | Aktif | - | - | 1 | 6 | General Sparepart | 24 | 2026-03-03 | AKTIF | 8 | 1.0909 | 4 | 5.9273 | 5.9273
P-13386-00 | Sok Polos 2" Rucika; ; ; | General - Plumbing | 2 | 4 | 4 | Lebih | Aktif | - | - | 1 | 4 | General Sparepart | 24 | 2026-03-06 | AKTIF | 1 | 0 | 4 | 1 | 4
P-12881-00 | Tee PVC AW dia 1 1/2inch x 1 1/2inch | General - Plumbing | 5 | 10 | 10 | Lebih | Aktif | - | - | 2 | 10 | Fast Moving / Consumable | 18 | 2026-03-06 | AKTIF | 4 | 0.27273 | 10 | 2.8818 | 10
P-12883-00 | Tee PVC AW dia 1/2inch X 1/2inch | General - Plumbing | 5 | 10 | 10 | Lebih | Aktif | - | - | 1 | 9 | Fast Moving / Consumable | 18 | 2026-03-06 | AKTIF | 4 | 1.0909 | 9 | 3.1273 | 9
P-15766-00 | Tee PVC dia. 1 1/2" | General - Plumbing | 5 | 10 | 10 | Lebih | Aktif | - | - | 1 | 7 | Fast Moving / Consumable | 18 | 2026-03-06 | AKTIF | 7 | 0 | 6 | 7 | 7
P-18666-00 | Vlok Ring Kuningan 1 inch x 1/2 inch; ; ; | General - Plumbing | 1 | 3 | 3 | Lebih | Aktif | - | - | 1 | 3 | General Sparepart | 24 | 2026-03-05 | AKTIF | 2 | 3 | 3 | 2.3 | 3
P-13387-00 | Watermur Pvc 1" Polos Rucika; ; ; | General - Plumbing | 2 | 4 | 0 | Kurang | Inactive | Setara | Setara dengan P-12942-00 | 0 | 0 | General Sparepart | 24 | 2019-05-22 | TIDAK AKTIF | 0 | 0 | 0 | 0 | 0
P-12223-00 | FESTO - Blanking plug QSC-6H p/n 153268 | General - Pneumatic | 2 | 15 | 15 | Lebih | Aktif | - | - | 2 | 15 | Fast Moving / Consumable | 18 | 2026-03-02 | AKTIF | 7 | 0.54545 | 15 | 5.0636 | 15
P-15351-00 | FESTO - Plastic tubing PUN-10x1,5-BL (Blue) p/n 159668; ; ; | General - Pneumatic | 50 | 200 | 44 | Kurang | Aktif | - | - | 4 | 35 | General Sparepart | 24 | 2026-06-30 | AKTIF | 40 | 21.2727 | 0 | 34.3818 | 34.3818
P-12258-00 | FESTO - Push In Connector QS-10-10 | General - Pneumatic | 5 | 20 | 18 | Lebih | Aktif | - | - | 1 | 6 | General Sparepart | 24 | 2025-12-31 | AKTIF | 6 | 3.2727 | 0 | 5.1818 | 5.1818
P-12260-00 | FESTO - Push In Connector QS-4-4 | General - Pneumatic | 5 | 20 | 6 | Lebih | Aktif | - | - | 1 | 2 | General Sparepart | 24 | 2026-07-31 | AKTIF | 2 | 0.54545 | 0 | 1.5636 | 1.5636
P-12263-00 | FESTO - Push In Connector QS-8 p/n 153033 | General - Pneumatic | 5 | 20 | 29 | Lebih | Aktif | - | - | 3 | 27 | General Sparepart | 24 | 2026-08-26 | AKTIF | 6 | 2.1818 | 27 | 4.8545 | 27
P-12265-00 | FESTO - Push In Connector QS-8-6 p/n 153038 | General - Pneumatic | 5 | 20 | 12 | Lebih | Aktif | - | - | 3 | 20 | General Sparepart | 24 | 2026-08-26 | AKTIF | 8 | 6.5455 | 20 | 7.5636 | 20
P-12279-00 | FESTO - QS-1/8-6 Push-In fitting p/n 153002 | General - Pneumatic | 5 | 20 | 0 | Kurang | Inactive | Inactive | - | 0 | 0 | Fast Moving / Consumable | 18 | 2024-02-26 | TIDAK AKTIF | 2 | 0.27273 | 0 | 1.4818 | 1.4818
P-12280-00 | FESTO - QS-1/8-8 Push-In fitting p/n 153004 | General - Pneumatic | 5 | 20 | 17 | Lebih | Aktif | - | - | 3 | 20 | Fast Moving / Consumable | 18 | 2026-08-26 | AKTIF | 5 | 1.9091 | 20 | 4.0727 | 20
P-12282-00 | FESTO - QS-12-10 Push in Connector p/n: 153040 | General - Pneumatic | 5 | 20 | 27 | Lebih | Aktif | - | - | 2 | 13 | General Sparepart | 24 | 2026-07-31 | AKTIF | 17 | 3.2727 | 10 | 12.8818 | 12.8818
P-12286-00 | FESTO - QS-3/8-6 Push-In fitting p/n 190645 | General - Pneumatic | 5 | 20 | 20 | Lebih | Aktif | - | - | 3 | 20 | Fast Moving / Consumable | 18 | 2026-03-02 | AKTIF | 3 | 0 | 20 | 3 | 20
P-12287-00 | FESTO - QS-3/8-8 Push-In fitting p/n 153006 | General - Pneumatic | 5 | 20 | 8 | Lebih | Aktif | - | - | 1 | 3 | Fast Moving / Consumable | 18 | 2025-12-31 | AKTIF | 3 | 0.54545 | 0 | 2.2636 | 2.2636
P-12300-00 | FESTO - QSML-M5-4 part Number 15333 | General - Pneumatic | 2 | 15 | 8 | Lebih | Aktif | - | - | 1 | 2 | General Sparepart | 24 | 2025-03-27 | AKTIF | 2 | 0.27273 | 0 | 1.4818 | 1.4818
P-12305-00 | FESTO - QST-6 Push in t-connection p/n 153129 | General - Pneumatic | 5 | 20 | 0 | Kurang | Inactive | Setara | Setara dengan P-11227-00 | 1 | 6 | General Sparepart | 24 | 2026-02-27 | AKTIF | 5 | 6.5455 | 0 | 5.4636 | 5.4636
P-15433-00 | Fitting KQ2E06-00A; ; ; | General - Pneumatic | 5 | 10 | 10 | Lebih | Aktif | - | - | 2 | 10 | Fast Moving / Consumable | 18 | 2026-03-04 | AKTIF | 3 | 0 | 10 | 3 | 10
P-15432-00 | Fitting KQ2E08-00; ; ; | General - Pneumatic | 5 | 10 | 10 | Lebih | Aktif | - | - | 2 | 10 | Fast Moving / Consumable | 18 | 2026-03-04 | AKTIF | 2 | 0 | 10 | 2 | 10
P-15077-00 | Fitting KQ2H06-03AS; ; ; | General - Pneumatic | 5 | 10 | 8 | Lebih | Aktif | - | - | 2 | 15 | Fast Moving / Consumable | 18 | 2026-06-30 | AKTIF | 20 | 0.81818 | 10 | 14.2455 | 14.2455
P-15076-00 | Fitting KQ2H10-04AS; ; ; | General - Pneumatic | 5 | 10 | 10 | Lebih | Aktif | - | - | 3 | 20 | Fast Moving / Consumable | 18 | 2026-03-04 | AKTIF | 20 | 0 | 10 | 20 | 20
P-14948-00 | Fitting Male Elbow KQ2L08-02AS; ; ; | General - Pneumatic | 3 | 6 | 3 | Sama | Aktif | - | - | 1 | 9 | Fast Moving / Consumable | 18 | 2026-06-30 | AKTIF | 12 | 0.81818 | 6 | 8.6455 | 8.6455
P-14949-00 | Fitting Male Elbow KQ2L08-03AS; ; ; | General - Pneumatic | 3 | 6 | 6 | Lebih | Aktif | - | - | 2 | 12 | Fast Moving / Consumable | 18 | 2026-03-04 | AKTIF | 12 | 0 | 6 | 12 | 12
P-19232-00 | Fitting QSL 3/8 x 12 mm | General - Pneumatic | 5 | 20 | 10 | Lebih | Aktif | - | - | 2 | 10 | Fast Moving / Consumable | 18 | 2026-03-05 | AKTIF | 6 | 1.0909 | 10 | 4.5273 | 10
P-14950-00 | Fitting Union Tee KQ2T04-00A; ; ; | General - Pneumatic | 3 | 6 | 6 | Lebih | Aktif | - | - | 1 | 4 | Fast Moving / Consumable | 18 | 2026-03-04 | AKTIF | 1 | 1.0909 | 4 | 1.0273 | 4
P-14951-00 | Fitting Union Tee KQ2T06-00A; ; ; | General - Pneumatic | 3 | 6 | 11 | Lebih | Aktif | - | - | 3 | 23 | Fast Moving / Consumable | 18 | 2026-07-31 | AKTIF | 32 | 1.3636 | 16 | 22.8091 | 22.8091
P-14952-00 | Fitting Union Tee KQ2T08-00A; ; ; | General - Pneumatic | 3 | 6 | 6 | Lebih | Aktif | - | - | 1 | 9 | Fast Moving / Consumable | 18 | 2026-03-04 | AKTIF | 8 | 8.4545 | 6 | 8.1364 | 8.1364
P-19550-00 | General - Fitting Union Tee SMC KQ2T10-00A | General - Pneumatic | 3 | 6 | 0 | Kurang | Inactive | Inactive | - | 0 | 0 | Fast Moving / Consumable | 18 | 0 | TIDAK AKTIF | 0 | 0 | 0 | 0 | 0
P-11182-00 | General - Push-in Connector, QS-6; Festo; 153032; 1 pcs | General - Pneumatic | 5 | 20 | 19 | Lebih | Aktif | - | GL2509447 | 3 | 27 | General Sparepart | 24 | 2026-08-26 | AKTIF | 19 | 6.5455 | 27 | 15.2636 | 27
P-11169-00 | General - Push-in Fitting, QS-1/4-6; Festo; 153003; 1 pcs | General - Pneumatic | 5 | 20 | 16 | Lebih | Aktif | - | - | 2 | 11 | Fast Moving / Consumable | 18 | 2026-02-27 | AKTIF | 14 | 2.4545 | 10 | 10.5364 | 10.5364
P-11170-00 | General - Push-in Fitting, QS-1/4-8 | General - Pneumatic | 5 | 20 | 7 | Lebih | Inactive | Inactive | - | 2 | 15 | Fast Moving / Consumable | 18 | 2026-08-26 | AKTIF | 20 | 1.3636 | 10 | 14.4091 | 14.4091
P-13650-00 | General - Shut off Valve HE-2-QS-6; FESTO; P/N : 153467; 1 Pc | General - Pneumatic | 2 | 15 | 11 | Lebih | Aktif | - | - | 2 | 15 | Critical Sparepart | 36 | 2026-08-26 | AKTIF | 5 | 6.2727 | 15 | 5.3818 | 15
P-14245-00 | Manual valve HE-2-QS-8 FESTO | General - Pneumatic | 2 | 15 | 13 | Lebih | Aktif | - | - | 2 | 14 | Critical Sparepart | 36 | 2026-08-26 | AKTIF | 6 | 6.8182 | 14 | 6.2455 | 14
P-19255-00 | Plastic Tubing PUN-H-14x2-BL; Festo; 570386; | General - Pneumatic | 50 | 200 | 50 | Sama | Aktif | - | - | 8 | 75 | General Sparepart | 24 | 2026-03-03 | AKTIF | 89 | 41.7273 | 50 | 74.8182 | 74.8182
P-11165-00 | Pneumatic Fitting - QS 1/2-12 / PN : 153010 / Festo | General - Pneumatic | 5 | 20 | 19 | Lebih | Aktif | - | - | 3 | 20 | Fast Moving / Consumable | 18 | 2026-06-30 | AKTIF | 12 | 1.6364 | 20 | 8.8909 | 20
P-11167-00 | Pneumatic Fitting - QS 1/4-10 / PN : 153007 / Festo | General - Pneumatic | 5 | 20 | 10 | Lebih | Aktif | - | - | 2 | 10 | Fast Moving / Consumable | 18 | 2025-12-29 | AKTIF | 2 | 0 | 10 | 2 | 10
P-11175-00 | Pneumatic Fitting - QS 10-8 / PN : 153039 / Festo | General - Pneumatic | 5 | 20 | 32 | Lebih | Aktif | - | - | 3 | 20 | Fast Moving / Consumable | 18 | 2026-07-31 | AKTIF | 25 | 5.1818 | 20 | 19.0545 | 20
P-11228-00 | Pneumatic Fitting - QST 8 / PN : 153130 / Festo | General - Pneumatic | 5 | 20 | 18 | Lebih | Aktif | - | - | 2 | 16 | Fast Moving / Consumable | 18 | 2026-08-26 | AKTIF | 12 | 3.8182 | 16 | 9.5455 | 16
P-11185-00 | Pneumatic Fitting - QS 8-6 / Festo | General - Pneumatic | 5 | 20 | 23 | Lebih | Aktif | - | - | 3 | 22 | Fast Moving / Consumable | 18 | 2026-08-26 | AKTIF | 26 | 11.4545 | 20 | 21.6364 | 21.6364
P-11195-00 | Pneumatic Fitting - QSF-G 1/8 - 6 mm / Festo | General - Pneumatic | 5 | 20 | 20 | Lebih | Aktif | - | - | 3 | 20 | Fast Moving / Consumable | 18 | 2026-03-02 | AKTIF | 9 | 1.6364 | 20 | 6.7909 | 20
O-13505-00 | Pneumatic Fitting - QST 10 | General - Pneumatic | 5 | 20 | 20 | Lebih | Aktif | - | - | 3 | 20 | Fast Moving / Consumable | 18 | 2026-03-31 | AKTIF | 4 | 0.81818 | 20 | 3.0455 | 20
O-13501-00 | Pneumatic Fitting - QST 12 FESTO P/N : - pc | General - Pneumatic | 5 | 20 | 19 | Lebih | Aktif | - | - | 3 | 20 | Fast Moving / Consumable | 18 | 2026-06-30 | AKTIF | 13 | 3.5455 | 20 | 10.1636 | 20
P-11422-00 | Selang Festo Pun-H-10x1.5 / Blue NR : 197386 | General - Pneumatic | 50 | 200 | 100 | Lebih | Aktif | - | - | 12 | 106 | Fast Moving / Consumable | 18 | 2026-03-03 | AKTIF | 133 | 41.1818 | 100 | 105.4545 | 105.4545
P-11424-00 | Selang Festo Pun-H-12x2 Blue 2 x 50 m | General - Pneumatic | 30 | 50 | 45 | Lebih | Aktif | - | - | 13 | 116 | Fast Moving / Consumable | 18 | 2026-06-30 | AKTIF | 133 | 74.4545 | 50 | 115.4364 | 115.4364
P-11431-00 | Selang Festo Pun-H-8x1.25 mm Blue NR : 197385 | General - Pneumatic | 50 | 200 | 199 | Lebih | Aktif | - | - | 21 | 200 | Fast Moving / Consumable | 18 | 2026-08-26 | AKTIF | 200 | 69.2727 | 200 | 160.7818 | 200
O-14640-00 | Silicone Gasket for Ferrule dia. 3/4 - P/N : - pc | General - Pneumatic | 10 | 30 | 49 | Lebih | Aktif | - | - | 6 | 50 | Fast Moving / Consumable | 18 | 2026-06-30 | AKTIF | 30 | 26.7273 | 50 | 29.0182 | 50
P-17668-00 | Speed Control AS2002F-04; SMC; ; | General - Pneumatic | 2 | 10 | 10 | Lebih | Aktif | - | - | 2 | 10 | General Sparepart | 24 | 2026-03-04 | AKTIF | 3 | 0.54545 | 10 | 2.2636 | 10
P-14953-00 | Straight Reducer KQ2H04-06A; ; ; | General - Pneumatic | 3 | 6 | 6 | Lebih | Aktif | - | - | 2 | 12 | General Sparepart | 24 | 2026-03-04 | AKTIF | 12 | 0 | 6 | 12 | 12
P-14954-00 | Straight Reducer KQ2H06-08A; ; ; | General - Pneumatic | 3 | 6 | 6 | Lebih | Aktif | - | - | 2 | 12 | General Sparepart | 24 | 2026-03-04 | AKTIF | 12 | 0 | 6 | 12 | 12
P-14955-00 | Straight Union KQ2H04-00A; ; ; | General - Pneumatic | 3 | 6 | 6 | Lebih | Aktif | - | - | 1 | 4 | General Sparepart | 24 | 2026-05-05 | AKTIF | 1 | 1.0909 | 4 | 1.0273 | 4
P-14956-00 | Straight Union KQ2H06-00A; ; ; | General - Pneumatic | 3 | 6 | 6 | Lebih | Aktif | - | - | 1 | 6 | General Sparepart | 24 | 2026-03-04 | AKTIF | 2 | 0 | 6 | 2 | 6
P-18963-00 | Tubing Nylon Putih 6x8; ; ; | General - Pneumatic | 10 | 30 | 30 | Lebih | Aktif | - | - | 4 | 30 | General Sparepart | 24 | 2026-03-31 | AKTIF | 15 | 24.5455 | 30 | 17.8636 | 30
P-15851-00 | AMPLAS EAGLE 100 | General - Workshop | 4 | 6 | 17 | Lebih | Aktif | - | - | 3 | 23 | General Sparepart | 24 | 2026-08-26 | AKTIF | 20 | 29.1818 | 0 | 22.7545 | 22.7545
P-15852-00 | AMPLAS EAGLE 500 | General - Workshop | 4 | 6 | 6 | Lebih | Aktif | - | - | 13 | 120 | General Sparepart | 24 | 2026-08-26 | AKTIF | 39 | 54.2727 | 120 | 43.5818 | 120
O-11149-00 | Bearing 6202 ZZ - P/N : - pc | General - Workshop | 2 | 10 | 6 | Lebih | Aktif | - | - | 2 | 10 | Fast Moving / Consumable | 18 | 2026-07-31 | AKTIF | 3 | 1.3636 | 10 | 2.5091 | 10
P-13600-00 | Besi Pejal SS 304 dia.8 mm | General - Workshop | 1 | 2 | 1 | Sama | Aktif | - | - | 1 | 1 | General Sparepart | 24 | 2026-03-03 | AKTIF | 0 | 0 | 1 | 0 | 1
P-13365-00 | Cutting Wheel 14 nippon resibon; ; ; | General - Workshop | 1 | 3 | 2 | Lebih | Aktif | - | GL2509460 | 1 | 2 | General Sparepart | 24 | 2026-07-31 | AKTIF | 2 | 0.81818 | 0 | 1.6455 | 1.6455
P-15817-00 | Gasket Teflon Lembaran, Tebal 5mm, uk.1000x1000mm; ; ; | General - Workshop | 1 | 1 | 1 | Sama | Aktif | - | - | 1 | 1 | Fast Moving / Consumable | 18 | 2026-03-05 | AKTIF | 1 | 0.27273 | 1 | 0.78182 | 1
P-12419-00 | Hole saw u/ stainless stell dia 22 mm ex UNIKA | General - Workshop | 1 | 3 | 3 | Lebih | Aktif | - | - | 1 | 3 | General Sparepart | 24 | 2026-03-03 | AKTIF | 1 | 0 | 3 | 1 | 3
P-12420-00 | Hole saw u/ stainless stell dia 25 mm ex UNIKA | General - Workshop | 1 | 2 | 2 | Lebih | Aktif | - | - | 1 | 2 | General Sparepart | 24 | 2026-03-05 | AKTIF | 1 | 0 | 2 | 1 | 2
P-17896-00 | Hole saw u/ stainless stell dia 37 mm | General - Workshop | 1 | 3 | 2 | Lebih | Aktif | - | - | 1 | 3 | General Sparepart | 24 | 2026-06-30 | AKTIF | 1 | 0.27273 | 3 | 0.78182 | 3
P-17167-00 | Hollow Stainless Steel 30x30x1.5 mm | General - Workshop | 1 | 3 | 7 | Lebih | Aktif | - | - | 1 | 7 | Fast Moving / Consumable | 18 | 2026-03-11 | AKTIF | 2 | 0 | 7 | 2 | 7
P-17389-00 | Kawat las SS316 dia 3.2 | General - Workshop | 5 | 10 | 10 | Lebih | Aktif | - | - | 2 | 17 | General Sparepart | 24 | 2026-03-03 | AKTIF | 21 | 6.8182 | 10 | 16.7455 | 16.7455
P-12476-00 | Mata Bor besi dia 10 mm ex NACHI | General - Workshop | 1 | 3 | 3 | Lebih | Aktif | - | - | 2 | 13 | General Sparepart | 24 | 2026-07-17 | AKTIF | 6 | 1.0909 | 13 | 4.5273 | 13
P-12488-00 | Mata bor besi dia 4 mm ex NACHI | General - Workshop | 1 | 3 | 1 | Sama | Aktif | - | - | 3 | 25 | General Sparepart | 24 | 2026-09-08 | AKTIF | 10 | 1.0909 | 25 | 7.3273 | 25
P-12490-00 | Mata bor besi dia 5 mm ex NACHI | General - Workshop | 1 | 3 | 3 | Lebih | Aktif | - | - | 2 | 13 | General Sparepart | 24 | 2026-07-17 | AKTIF | 5 | 0.54545 | 13 | 3.6636 | 13
P-12492-00 | Mata Bor besi dia 6.5 mm ex NACHI | General - Workshop | 1 | 3 | 2 | Lebih | Aktif | - | - | 2 | 13 | General Sparepart | 24 | 2026-08-26 | AKTIF | 5 | 1.3636 | 13 | 3.9091 | 13
P-12495-00 | Mata Bor besi dia 7.5 mm ex NACHI | General - Workshop | 1 | 3 | 2 | Lebih | Aktif | - | - | 2 | 13 | General Sparepart | 24 | 2026-08-26 | AKTIF | 5 | 1.3636 | 13 | 3.9091 | 13
P-18908-00 | Mata Bor Besi HSS Point TeQ 13 Pcs (1.5 mm - 6.5 mm); Bosch; ; | General - Workshop | 1 | 2 | 2 | Lebih | Aktif | - | - | 1 | 2 | General Sparepart | 24 | 2026-03-05 | AKTIF | 1 | 0.27273 | 2 | 0.78182 | 2
P-13445-00 | Plat Stainless Steel 304 | General - Workshop | 1 | 2 | 0 | Kurang | Inactive | - | - | 0 | 0 | Fast Moving / Consumable | 18 | 2021-05-17 | TIDAK AKTIF | 0 | 0 | 0 | 0 | 0
P-11356-00 | Roda Trolly ABUS 4 ( 100 x 27 ) Without Breake | General - Workshop | 1 | 3 | 3 | Lebih | Aktif | Inactive | - | 1 | 6 | General Sparepart | 24 | 2026-03-05 | AKTIF | 5 | 7.0909 | 3 | 5.6273 | 5.6273
P-53216-00 | Silicon Lembaran, tebal 3 mm, size: 1 meter X 1 meter; ; ; | General - Workshop | 1 | 1 | 0 | Kurang | Aktif | - | - | 1 | 2 | General Sparepart | 24 | 2026-09-06 | AKTIF | 0 | 0.27273 | 2 | 0.081818 | 2
P-53215-00 | Silicon Lembaran, tebal 5 mm, size: 1 meter X 1 meter; ; ; | General - Workshop | 1 | 1 | 0 | Kurang | Inactive | Inactive | - | 0 | 0 | General Sparepart | 24 | 2018-06-28 | TIDAK AKTIF | 0 | 0 | 0 | 0 | 0
P-12920-00 | Tungsten Electrodes dia 1.6 mm | General - Workshop | 3 | 10 | 14 | Lebih | Aktif | - | - | 2 | 15 | General Sparepart | 24 | 2026-04-30 | AKTIF | 4 | 4.6364 | 15 | 4.1909 | 15
O-17669-00 | INPRO 6860i/12/120/nA, Operating Range : 8 ppb - 60% O2 Sat. Measured Pressure Resistance : 0 bar - | Mixing | 1 | 2 | 1 | Sama | Aktif | - | - | 0 | 0 | General Sparepart | 24 | 2023-09-18 | TIDAK AKTIF | 0 | 0 | 0 | 0 | 0
O-17960-00 | Mixer Male Bearing, GMP, pH Range: pH1 pH14, 1/pack | Mixing | 1 | 1 | 1 | Sama | Aktif | - | Kalau kurang dari min baru beli lagi | 1 | 1 | Fast Moving / Consumable | 18 | 2025-04-15 | AKTIF | 0 | 0.27273 | 0 | 0.081818 | 0.081818
O-53218-00 | Mixing Tank - Sensor RTD 2X 100 Ohm (Duplex) with Transmitter Dia 6x81mm Mat SUS316 Class A; Custom/Lokal; -; 1 Pc | Mixing | 1 | 2 | 0 | Kurang | Aktif | Setara | Setara dengan O-51742-00 | 1 | 1 | Critical Sparepart | 36 | 2025-06-25 | AKTIF | 1 | 0.27273 | 0 | 0.78182 | 0.78182
O-18124-00 | Mixing Tank Adam - USM T60 Impeller with 20mm Silicon Carbide, G10-012; ; ; | Mixing | 1 | 1 | 1 | Sama | Aktif | - | - | 1 | 1 | General Sparepart | 24 | 2024-09-17 | AKTIF | 1 | 0.27273 | 0 | 0.78182 | 0.78182
O-18125-00 | Mixing Tank Adam - USM T60 Male Bearing Pin 20mm Silicon Carbide, G20-008; ; ; | Mixing | 1 | 1 | 1 | Sama | Aktif | - | - | 0 | 0 | Fast Moving / Consumable | 18 | 2024-09-17 | TIDAK AKTIF | 1 | 0.54545 | 0 | 0.86364 | 0.86364
O-20040-00 | Mixing Tank Adam MV - Impeller Silicon Carbide SS 316L USM T10; Novaseptic; G10-015; | Mixing | 1 | 1 | 0 | Kurang | Aktif | - | Tidak di Stok | 1 | 3 | General Sparepart | 24 | 2026-05-05 | AKTIF | 3 | 0 | 1 | 3 | 3
O-51698-00 | OMRON - Relay MY4Z 24VDC | Mixing | 5 | 15 | 9 | Lebih | Aktif | - | - | 1 | 5 | General Sparepart | 24 | 2026-08-26 | AKTIF | 5 | 4.3636 | 0 | 4.8091 | 4.8091
O-51687-00 | Relay OMRON G2A-432A-N DC + socket; Omron; ; | Mixing | 1 | 2 | 0 | Kurang | Aktif | Setara | Setara dengan O-51698-00 | 0 | 0 | Fast Moving / Consumable | 18 | 2023-09-01 | TIDAK AKTIF | 0 | 0.27273 | 0 | 0.081818 | 0.081818
O-52530-00 | Sensor PH Meter Type : InPro3250/120/PT1000 PN. 52002548 | Mixing | 1 | 2 | 0 | Kurang | Aktif | - | - | 1 | 2 | Critical Sparepart | 36 | 2025-10-31 | AKTIF | 2 | 1.3636 | 0 | 1.8091 | 1.8091
O-51742-00 | SENSOR SUHU 2 x PT100 (DUPLEX), Jumo type 902810/13 Dia probe 6 mm, probe lenght 150 mm, conection threaded dia 29,1 mm. range temp. -15 ~ 150 oC. | Mixing | 1 | 1 | 2 | Lebih | Aktif | - | - | 1 | 1 | Critical Sparepart | 36 | 2026-07-31 | AKTIF | 1 | 0.27273 | 0 | 0.78182 | 0.78182
O-51748-00 | TEMPERATURE SENSOR ; JUMO 902810 /13 ; RTD temperature probe with terminal head : -15 samapai 150 ?C : SS 316L | Mixing | 0 | 1 | 0 | Sama | Inactive | Setara | Setara dengan O-51742-00 | 0 | 0 | Critical Sparepart | 36 | 0 | TIDAK AKTIF | 0 | 0 | 0 | 0 | 0
O-15554-00 | AIRTIGHT DOOR MOTOR ; HALSTRUP &SAIA :GEAR MOTOR N100/SO - UFR1 - UL; SUPPLY VOLTAGE: 24VAC;FREQUENCY: 50HZ; OUTPUT TORQUE: 15NM; MOTOR SPEED: 0.5 U/MIN (R1:1000); | Tunnel | 1 | 1 | 0 | Kurang | Aktif | Setara | Setara dengan O-15610-00 | 0 | 0 | Critical Sparepart | 36 | 0 | TIDAK AKTIF | 0 | 0 | 0 | 0 | 0
O-15707-00 | CAMFILL ABSOLUTE FILTER 1FRK - 1W; H13; EFFICIENCY: 99,99% DOP - 0,3 MICRON C/W CERTIFICATE. FRAME MATERIAL: STAINLESS STEEL; DIMENSION: 457X610X150; CLASS DIN EN 1822: SERIAL NO. 00044345112 | Tunnel | 1 | 1 | 0 | Kurang | Inactive | Inactive | Konfirm Maksimal temperature | 0 | 0 | Fast Moving / Consumable | 18 | 0 | TIDAK AKTIF | 0 | 0 | 0 | 0 | 0
O-53196-00 | Depyrogenating tunnel ST1L - Tight door Heater, TREC, 4462, , Heating element 75W mod. HD/75W-230Vac/10X120/ LC=2500 Diameter 10mm, Length 120mm Glass fiber cable for temperature up to 400°C with 2,5m length, | Tunnel | 1 | 1 | 1 | Sama | - | Setara | Setara dengan O-53195-00 | 1 | 1 | Fast Moving / Consumable | 18 | 2025-02-18 | AKTIF | 1 | 0 | 0 | 1 | 1
O-51709-00 | ELECTROVALVE 3/4"GAS FF 24V DC N.C.COMPOSED BY:BODY NC 3/4" NBR FOR FLUIDS, COIL U1 5VA 24VDC ZB10A | Tunnel | 1 | 2 | 0 | Kurang | Inactive | Setara | Setara dengan O-51793-00 | 0 | 0 | Critical Sparepart | 36 | 0 | TIDAK AKTIF | 0 | 0 | 0 | 0 | 0
O-15711-00 | FILTER ; MILLIPORE : CARTRIDGE FILTER AERVENT 50 0,2 ?M TC 3/4 LOT NO. F2JA25925 S.N. 01502; | Tunnel | 0 | 0 | 0 | Sama | Inactive | Inactive | Stok Produksi | 0 | 0 | Fast Moving / Consumable | 18 | 0 | TIDAK AKTIF | 0 | 0 | 0 | 0 | 0
O-15591-00 | FILTER ABSOLUTE - CAMFILL 1FRSI - 1SI 762X457X150; CLASS H13, DIN EN 1822, FRAME: STAINLESS STEEL - 99,95% MPPS; SERIAL NO. 00083616122 (for Cooling chamber) | Tunnel | 1 | 2 | 1 | Sama | Aktif | - | - | 0 | 0 | Fast Moving / Consumable | 18 | 2024-02-19 | TIDAK AKTIF | 1 | 0 | 0 | 1 | 1
O-15592-00 | FILTER ABSOLUTE, CAMFILL - 1ER(GS) - 1PU; DIN EN 1822 : H14; EFFICIENCY: 99,995% MPPS; DIMENSION: 305X457X150; SERIAL NO. 060052-15122 | Tunnel | 1 | 1 | 1 | Sama | Aktif | - | GL2509453 | 1 | 1 | Fast Moving / Consumable | 18 | 2025-08-06 | AKTIF | 1 | 0 | 0 | 1 | 1
O-15610-00 | GEAR MOTOR N100/SO - UFR1 - UL; HALSTRUP SAIA ; PART NO :19475 | Tunnel | 1 | 1 | 0 | Kurang | Inactive | Setara | Setara dengan O-53200-00 | 0 | 0 | Critical Sparepart | 36 | 0 | TIDAK AKTIF | 0 | 0 | 0 | 0 | 0
O-52983-00 | Inverter Power Module PM240-2 0,37KW Sinamic; Siemens; ; | Tunnel | 0 | 1 | 0 | Sama | Aktif | - | Tidak di Stok, ada stok Capex 2 pcs | 1 | 1 | Critical Sparepart | 36 | 2024-04-30 | AKTIF | 1 | 0.81818 | 0 | 0.94545 | 0.94545
O-51942-00 | Inverter Sinamics 1,1 kw 6SL3224-0BE21-1UA0 | Tunnel | 0 | 1 | 0 | Sama | Aktif | - | Ada Stok Capex, 1Pcs | 1 | 1 | Critical Sparepart | 36 | 2024-02-26 | AKTIF | 0 | 0.27273 | 0 | 0.081818 | 0.081818
O-15646-00 | OVERHEAT PROTECTION THERMOSTAT, JUMO ATHS-70/U; POWER: AC 230 VOLT / 10 AMP.; RANGE: 20..500?C; CONNECTION: UZ G1/2 CRNI | Tunnel | 1 | 1 | 0 | Kurang | Inactive | Setara | Setara dengan O-53467-00 | 0 | 0 | Critical Sparepart | 36 | 0 | TIDAK AKTIF | 0 | 0 | 0 | 0 | 0
O-51793-00 | Pneumatic Actuator Double Acting-063 Festork | Tunnel | 1 | 2 | 3 | Lebih | Aktif | - | 121703274 - INCOMPLETE | 1 | 3 | General Sparepart | 24 | 2025-09-28 | AKTIF | 3 | 0 | 3 | 3 | 3
O-52314-00 | Selenoid Valve VSNC-FC-M52-MD-G14-F8-1B2 | Tunnel | 1 | 2 | 3 | Lebih | Aktif | - | - | 1 | 1 | Critical Sparepart | 36 | 2025-04-09 | AKTIF | 1 | 0 | 0 | 1 | 1
O-15669-00 | STERILIZING CHAMBER HEATERS ;NO. 03 RIBBED HEATERS RCU - 1000W - 230VAC -50/60HZ MATERIAL AISI316/304, MECHANICAL DIMENSION:; LENGTH: 397 MM -CENTER DISTANCE: 50 MM HEATING BODY DIAMETER: 10 MM RIBBED DIAMETER: 22 MM; | Tunnel | 2 | 4 | 5 | Lebih | Aktif | - | - | 1 | 1 | General Sparepart | 24 | 2025-05-31 | AKTIF | 1 | 0.54545 | 0 | 0.86364 | 0.86364
O-15719-00 | TEMPERATURE PROBE JUMO ; MODEL PT100 SINGLE ELEMENT, 6 WIRES, DIAMETER 3MM, LENGTH 100MM; PART NO :25596 | Tunnel | 1 | 2 | 0 | Kurang | Inactive | Setara | Setara dengan O-53144-00 | 0 | 0 | General Sparepart | 24 | 0 | TIDAK AKTIF | 0 | 0 | 0 | 0 | 0
O-15722-00 | TEMPERATURE PROBE ;JUMO ; PT100 SINGLE ELEMENT, 3 WIRES, DIAMETER 3MM,; LENGTH 250MM; RANGE -200/600?C; MATERIAL: AISI321 (1.4541); PRECISION CLASS "A" (IEC751-2008); SILICONE CABLE LENGTH 10M; P/N: 25597 | Tunnel | 1 | 2 | 0 | Kurang | Inactive | Setara | setara dengan O-15905-00, tapi cari penawarannya dulu | 0 | 0 | Fast Moving / Consumable | 18 | 0 | TIDAK AKTIF | 0 | 0 | 0 | 0 | 0
O-51703-00 | TEMPERATURE PROBE JUMO PT100 DOUBLE ELEMENTS, 6 WIRES, DIAMETER 3MM; LENGTH 350MM; RANGE -50/600?C; PRECISION CLASS "A" (IEC751-2008); PART NO :25595; SILICONE CABLE LENGTH 10M; SHEET NO. 393-04 (TE31) 393-03 (TE32) | Tunnel | 1 | 2 | 0 | Kurang | Inactive | Inactive | Konfirm Name Plate 902250/32-415-2001-2-3-350-03-1000/00 | 0 | 0 | Fast Moving / Consumable | 18 | 0 | TIDAK AKTIF | 0 | 0 | 0 | 0 | 0
O-15905-00 | Temperature probe model PT100; single element, 3 wires diameter 3mm, length 250mm, Total silicone ca; ; ; | Tunnel | 1 | 1 | 1 | Sama | Aktif | - | - | 1 | 1 | General Sparepart | 24 | 2026-03-06 | AKTIF | 0 | 0.54545 | 1 | 0.16364 | 1
O-15723-00 | TEMPERATURE PROBE PT100 DOUBLE ELEMENTS, 6 WIRES, DIAMETER 3MM, LENGTH 100MM; RANGE -50/600?C;MATERIAL: AISI321 (1.4541); PRECISION CLASS "A" (IEC751-2008); SILICONE CABLE LENGTH 10M | Tunnel | 1 | 2 | 0 | Kurang | Inactive | Setara | Setara dengan O-53144-00 | 0 | 0 | Fast Moving / Consumable | 18 | 0 | TIDAK AKTIF | 0 | 0 | 0 | 0 | 0
O-52248-00 | Tunnel ST1L - 4-Channel Analog Input Module 750-468 Wago | Tunnel | 1 | 2 | 0 | Kurang | Inactive | Setara | Setara dengan O-53421-00 | 0 | 0 | Critical Sparepart | 36 | 0 | TIDAK AKTIF | 0 | 0 | 0 | 0 | 0
O-53421-00 | Tunnel ST1L - 750-468 4AI 0-10 VDC, Light Gray | Tunnel | 1 | 2 | 2 | Lebih | Aktif | - | - | 1 | 6 | General Sparepart | 24 | 2026-05-05 | AKTIF | 6 | 0 | 2 | 6 | 6
O-53480-00 | Tunnel ST1L - Amplifier PNP for Optical Fiber 12-24 VDC; Omron; E3XNA41 | Tunnel | 1 | 2 | 1 | Sama | Aktif | - | - | 1 | 1 | General Sparepart | 24 | 2025-10-30 | AKTIF | 1 | 0 | 1 | 1 | 1
O-52246-00 | Tunnel ST1L - Amplifier PNP for Optical Fiber 12-24 VDC; Part No. E3XNA41 Omron | Tunnel | 1 | 2 | 0 | Kurang | Inactive | Setara | Setara dengan O-53480-00 | 0 | 0 | General Sparepart | 24 | 0 | TIDAK AKTIF | 0 | 0 | 0 | 0 | 0
O-18348-00 | Tunnel ST1L - Connections AISI 304 - 1/8 Inch for Tunnel Inflatable Gasket Substitution Dia. Tube 6; ; ; | Tunnel | 1 | 1 | 2 | Lebih | Aktif | - | GL2507038 | 1 | 1 | Fast Moving / Consumable | 18 | 2025-06-12 | AKTIF | 1 | 0.27273 | 0 | 0.78182 | 0.78182
O-53210-00 | Tunnel ST1L - Fan MN-402-SV-Stainless Steel HP 0,33 - 2P -B5 - V.230/400 - RD0 Motor 63-B2 kW 0.25 +;Steriline;14519; | Tunnel | 1 | 1 | 0 | Kurang | Aktif | - | - | 0 | 0 | Critical Sparepart | 36 | 0 | TIDAK AKTIF | 0 | 0 | 0 | 0 | 0
O-53208-00 | Tunnel ST1L - Fan mod. MN-300 - RD0 - stainless steel HP 0.25 - 4P - B5 - V.230/400 50 Hz Motor 63-B;Steriline;23284; | Tunnel | 1 | 1 | 0 | Kurang | Aktif | - | - | 0 | 0 | Critical Sparepart | 36 | 0 | TIDAK AKTIF | 0 | 0 | 0 | 0 | 0
O-52224-00 | Tunnel ST1L - Fuse Keramik 22x58 40A 200kA; ; ; | Tunnel | 3 | 6 | 6 | Lebih | Aktif | - | 121703275 - INCOMPLETE | 1 | 6 | Fast Moving / Consumable | 18 | 2025-09-28 | AKTIF | 2 | 1.0909 | 6 | 1.7273 | 6
O-53200-00 | Tunnel ST1L - Gear Motor N100/So-UFR1 24Vac 50Hz 15Nm 0.5U/min (R1:1000) Metal Cover; Steriline; 19475; 1 pc | Tunnel | 1 | 1 | 1 | Sama | Aktif | - | Sudah datang | 1 | 1 | Critical Sparepart | 36 | 2025-02-18 | AKTIF | 1 | 0 | 0 | 1 | 1
O-53199-00 | Tunnel ST1L - Gear Motor N100/SO-UFR1 24VAC 50Hz Torque 4Nm Speed 2 U (R1:250; Steriline; 19474; 1 pc | Tunnel | 1 | 1 | 2 | Lebih | Aktif | - | Sudah datang | 1 | 1 | Critical Sparepart | 36 | 2025-02-18 | AKTIF | 1 | 0 | 0 | 1 | 1
O-53195-00 | Tunnel ST1L - Heater for Tight Door 500W-230V Stainless H 60mm L 455mm T 5mm Cable L 2m; Steriline; 6763; 1 pc | Tunnel | 1 | 3 | 1 | Sama | Aktif | - | Sudah datang | 1 | 1 | Fast Moving / Consumable | 18 | 2025-02-18 | AKTIF | 1 | 0 | 0 | 1 | 1
O-53476-00 | Tunnel ST1L - High Precision Optical Fiber; Omron; E32T61S5M | Tunnel | 1 | 1 | 1 | Sama | Aktif | - | GL2511300 | 1 | 1 | General Sparepart | 24 | 2025-10-30 | AKTIF | 1 | 0 | 1 | 1 | 1
O-52244-00 | Tunnel ST1L - High Precision Optical Fiber; Part No. E32T61S5M Omron | Tunnel | 1 | 2 | 0 | Kurang | Inactive | Setara | Setara dengan O-53476-00 | 0 | 0 | General Sparepart | 24 | 0 | TIDAK AKTIF | 0 | 0 | 0 | 0 | 0
O-18346-00 | Tunnel ST1L - Junction (15x15mm L=23,5mm) CA system Tight Door; ; ; | Tunnel | 1 | 1 | 3 | Lebih | Aktif | - | Bersamaan dengan inflatabledan connection | 1 | 1 | General Sparepart | 24 | 2025-06-12 | AKTIF | 1 | 0 | 0 | 1 | 1
O-53477-00 | Tunnel ST1L - Lens For Optic Fibers; Omron; E39F1 | Tunnel | 1 | 1 | 1 | Sama | Aktif | - | - | 1 | 1 | General Sparepart | 24 | 2025-10-30 | AKTIF | 1 | 0 | 1 | 1 | 1
O-52245-00 | Tunnel ST1L - Lens For Optic Fibers; Part No. E39F1 Omron | Tunnel | 1 | 2 | 0 | Kurang | Inactive | Setara | Setara dengan O-53477-00 | 0 | 0 | General Sparepart | 24 | 0 | TIDAK AKTIF | 0 | 0 | 0 | 0 | 0
O-53467-00 | Tunnel ST1L - OVERHEAT PROTECTION THERMOSTAT, JUMO ATHS-70/U; POWER: AC 230 VOLT / 10 AMP.; RANGE: 2 | Tunnel | 1 | 1 | 0 | Kurang | Aktif | - | - | 0 | 0 | Critical Sparepart | 36 | 0 | TIDAK AKTIF | 0 | 0 | 0 | 0 | 0
O-16943-00 | Tunnel ST1L - Potentiometer Model 10K 3turns P/n: 3757 | Tunnel | 2 | 5 | 7 | Lebih | Aktif | - | - | 1 | 5 | General Sparepart | 24 | 2026-03-31 | AKTIF | 2 | 0.54545 | 5 | 1.5636 | 5
O-53198-00 | Tunnel ST1L - Pressure Transmitter 0-100Pa output 4-20 P-Sensor-PIZ (2 Wires); Steriline; 1667; 1 pc | Tunnel | 1 | 1 | 1 | Sama | Aktif | - | Sudah datang | 1 | 1 | Critical Sparepart | 36 | 2025-02-18 | AKTIF | 1 | 0 | 0 | 1 | 1
O-53197-00 | Tunnel ST1L - Pressure Transmitter 0-250Pa output 4-20 P-Sensor/PIZ (2 Wires); Steriline; 12320; 1 pc | Tunnel | 1 | 1 | 1 | Sama | Aktif | - | Sudah datang | 1 | 1 | Critical Sparepart | 36 | 2025-02-18 | AKTIF | 1 | 0 | 0 | 1 | 1
O-53334-00 | Tunnel ST1L - RIBBED HEATERS RCU 1200W 230VAC 50/60HZ; Steriline; 4561; 1 Pc | Tunnel | 2 | 5 | 0 | Kurang | Aktif | Setara | Setara dengan O-53510-00 | 0 | 0 | General Sparepart | 24 | 0 | TIDAK AKTIF | 0 | 0 | 0 | 0 | 0
O-53144-00 | Tunnel ST1L - Sensor RTD 100 ohm double element With Nepple 3x150 mm 6 wire; Custom/Lokal; 0621043011; 1 Pc = 10 M | Tunnel | 1 | 2 | 1 | Sama | Aktif | - | Sudah datang | 1 | 1 | Critical Sparepart | 36 | 2024-11-25 | AKTIF | 1 | 0 | 0 | 1 | 1
O-18347-00 | Tunnel ST1L - Silicone Inflatable Gasket AIRMATIC AIR 1055 MVQ Centre length:1312 mm; ; ; | Tunnel | 1 | 1 | 2 | Lebih | Aktif | - | Sudah datang | 1 | 1 | Fast Moving / Consumable | 18 | 2025-02-27 | AKTIF | 1 | 0.27273 | 0 | 0.78182 | 0.78182
O-51775-00 | WAGO 750-461 2-CHANNEL ANALOG INPUT MODULE STD PACK: 1EA | Tunnel | 1 | 1 | 0 | Kurang | Aktif | - | - | 1 | 1 | Critical Sparepart | 36 | 2025-09-28 | AKTIF | 0 | 0 | 1 | 0 | 1
O-52240-00 | WAGO 750-623 Supply Modul Input 5-15 V | Tunnel | 1 | 2 | 1 | Sama | Aktif | - | - | 0 | 0 | General Sparepart | 24 | 2019-07-08 | TIDAK AKTIF | 0 | 0 | 0 | 0 | 0
O-14616-00 | Black arm system for Rotating pincer pneumatic cylinder SINAR MUTIARA CAKRABUANA, PT C/N : 33661 pc | Washing | 1 | 2 | 0 | Kurang | Aktif | Setara | Setara dengan O-20913-00 | 1 | 2 | Critical Sparepart | 36 | 2025-12-31 | AKTIF | 1 | 1.0909 | 0 | 1.0273 | 1.0273
O-51838-00 | Compact Cylinder (w/o Non Rotating); TYPE : RP 200 016 0015; ; ; | Washing | 1 | 1 | 0 | Kurang | Inactive | Discontinue | Setara dengan O-20953-00 | 0 | 0 | Critical Sparepart | 36 | 2018-04-13 | TIDAK AKTIF | 0 | 0 | 0 | 0 | 0
O-54127-00 | Control Unit G120 CU240E-2 DP E-type safety, Sinamics; Siemens; ; | Washing | 0 | 3 | 5 | Lebih | Aktif | - | - | 1 | 3 | Critical Sparepart | 36 | 2024-04-30 | AKTIF | 3 | 0.54545 | 0 | 2.2636 | 2.2636
O-15586-00 | EXIT LIFTING SIDE GUIDES CYLINDER ; CYLINDER D=16 STROKE=15 | Washing | 1 | 1 | 0 | Kurang | Inactive | Setara | Setara dengan O-16658-00 | 0 | 0 | Critical Sparepart | 36 | 0 | TIDAK AKTIF | 0 | 0 | 0 | 0 | 0
O-52200-00 | FESTO - Proximity Sensor SME-8M-DS-24V-K-0,3-M8D p/n: 543861 | Washing | 1 | 2 | 1 | Sama | Aktif | - | - | 1 | 1 | Critical Sparepart | 36 | 2026-08-26 | AKTIF | 0 | 0.81818 | 0 | 0.24545 | 0.24545
O-52820-00 | Basic Operation Panel SINAMICS G120 6SL3255-0AA00-4CA1; Siemens; ; | Washing | 0 | 1 | 4 | Lebih | Aktif | - | - | 0 | 0 | General Sparepart | 24 | 2024-04-30 | TIDAK AKTIF | 2 | 0.81818 | 0 | 1.6455 | 1.6455
O-16658-00 | FESTO - Cylinder Compact ADNGF-16-15-P-A p/n: 554214 | Washing | 1 | 2 | 2 | Lebih | Aktif | - | - | 1 | 1 | Critical Sparepart | 36 | 2025-04-15 | AKTIF | 1 | 0.27273 | 0 | 0.78182 | 0.78182
O-20503-00 | General - Gear Motor Rotary Tabel Washing; Bonfiglioli; VFR44 P 230 S44 B3 + BN44B 4; 1 Unit | Washing | 0 | 1 | 1 | Lebih | Aktif | - | GL2506399 | 1 | 1 | Critical Sparepart | 36 | 2025-06-04 | AKTIF | 1 | 0 | 0 | 1 | 1
O-20501-00 | General - Gearbox Washing; Bonfiglioli; VF44 A 60 B5 B3; 1 Unit | Washing | 0 | 1 | 1 | Lebih | Aktif | - | GL2506399 | 1 | 1 | Critical Sparepart | 36 | 2025-06-04 | AKTIF | 1 | 0 | 0 | 1 | 1
O-20296-00 | General - Rotating Pincer Pneumatik SMC MRHQ20D-180S-DIN00358 | Washing | 1 | 3 | 1 | Sama | Aktif | - | - | 1 | 3 | General Sparepart | 24 | 2025-11-14 | AKTIF | 3 | 1.0909 | 0 | 2.4273 | 2.4273
O-15628-00 | LEFT AND RIGHT PINCER ACTUATOR ; SMC :BISTABLE ELECTROVALVE - SV1200-5FU | Washing | 2 | 4 | 0 | Kurang | Inactive | Setara | Setara dengan O-16658-00 | 0 | 0 | Critical Sparepart | 36 | 0 | TIDAK AKTIF | 0 | 0 | 0 | 0 | 0
O-15634-00 | MICROSWITCH FOR PNEUMATIC CYLINDER, UNIVER, DF-220M08 | Washing | 0 | 0 | 0 | Sama | Inactive | Setara | Setara dengan O-52200-00 | 0 | 0 | Critical Sparepart | 36 | 0 | TIDAK AKTIF | 0 | 0 | 0 | 0 | 0
O-14620-00 | Microswitch for pneumatic cylinder; ; c/n 7821; | Washing | 1 | 2 | 1 | Sama | Aktif | Setara | Setara dengan O-16658-00 | 0 | 0 | Critical Sparepart | 36 | 2024-02-05 | AKTIF | 0 | 0 | 0 | 0 | 0
O-15635-00 | MICROSWITCH FOR PNEUMATIC CYLINDER; UNIVER INLET LIFTING SIDE GUIDES CYLINDER BACKWARD POSITION SENSOR ; | Washing | 0 | 0 | 0 | Sama | Inactive | Inactive | Konfirm tipe di festonya apa | 0 | 0 | Critical Sparepart | 36 | 0 | TIDAK AKTIF | 0 | 0 | 0 | 0 | 0
O-15641-00 | NEEDLES LIFTING MOTOR ; LIKA ; MOTOR BRUSHLESS MODEL LIKA 31W SERIAL NO. 125101268; | Washing | 1 | 1 | 0 | Kurang | Aktif | Setara | Setara dengan O-54176-00 | 0 | 0 | Critical Sparepart | 36 | 2018-06-25 | TIDAK AKTIF | 0 | 0 | 0 | 0 | 0
O-14618-00 | Pneumatic pincher silicone cover sleeve; ; c/n 15927; | Washing | 6 | 20 | 15 | Lebih | Aktif | - | Beli lokal sementara di 121703081 | 3 | 20 | General Sparepart | 24 | 2026-04-30 | AKTIF | 4 | 2.1818 | 20 | 3.4545 | 20
O-15588-00 | SERVO MOTOR, OMRON G5 114V, 400W, 250HZ, 1.27 NM, 3000 RPM WITH ABSOLUTE ENCODER NO BRAKE | Washing | 1 | 1 | 0 | Kurang | Inactive | Inactive | - | 0 | 0 | Critical Sparepart | 36 | 0 | TIDAK AKTIF | 0 | 0 | 0 | 0 | 0
O-15724-00 | TRIPHASE MICROMASTER INVERTER SERIES 440 0,37KW 3AC 380-480V; PART NO :3648 | Washing | 0 | 1 | 0 | Sama | Inactive | Nonstok | Discontinue, ada stok capex 3 | 0 | 0 | Critical Sparepart | 36 | 0 | TIDAK AKTIF | 0 | 0 | 0 | 0 | 0
P-16972-00 | Vent Filter HE Press 6.5 bar, temp. 40C ; Brand : NOVASIP ( PALL ) ; P/N : C3PFRPI , IT09556493 ; Pack Size : pcs | Washing | 2 | 3 | 2 | Sama | Aktif | - | GL2509012 | 1 | 3 | Fast Moving / Consumable | 18 | 2026-06-30 | AKTIF | 1 | 0.27273 | 3 | 0.78182 | 3
O-15677-00 | VIALS UNLOADING CYLINDER ; UNIVER ; MEGNETIC CYLINDER SERIES RP100200110 DIAMETER=20 STROKE=110; P/N: 20087 | Washing | 0 | 1 | 0 | Sama | Inactive | Setara | Setara dengan O-53486-00 | 0 | 0 | Critical Sparepart | 36 | 0 | TIDAK AKTIF | 0 | 0 | 0 | 0 | 0
O-20953-00 | Washing RAR4 - Compact Cylinder (w/o Non Rotating); Univer; RP 200 016 0015; 1 Pc | Washing | 1 | 2 | 0 | Kurang | Aktif | - | - | 0 | 0 | Critical Sparepart | 36 | 0 | TIDAK AKTIF | 0 | 0 | 0 | 0 | 0
O-54176-00 | Washing RAR4 - Encoder Model RD1A-P8-TI2-PB-E2-M; Lika; 125101266; | Washing | 0 | 1 | 1 | Lebih | Aktif | - | - | 0 | 0 | Critical Sparepart | 36 | 2024-02-19 | AKTIF | 0 | 0 | 0 | 0 | 0
O-19340-00 | Washing RAR4 - Guide Rell Outfeed, Machining Plate Material Pom Putih; ; ; | Washing | 1 | 1 | 1 | Sama | Aktif | - | GL2510476 | 1 | 1 | General Sparepart | 24 | 2025-09-28 | AKTIF | 1 | 0.27273 | 1 | 0.78182 | 1
O-19373-00 | Washing RAR4 - Guide Rell Outfeed, Machining Plate Material Pom Putih; ; ; | Washing | 1 | 1 | 1 | Sama | Aktif | - | 121703270 - INCOMPLETE | 1 | 1 | General Sparepart | 24 | 2025-09-28 | AKTIF | 1 | 0.27273 | 1 | 0.78182 | 1
O-20857-00 | Washing RAR4 - Needle CA, OD 15 x 168 mm, Mat. SS316; Custom/Lokal; -; 1 Pc | Washing | 1 | 3 | 2 | Lebih | Aktif | - | GL2508018 | 1 | 3 | Fast Moving / Consumable | 18 | 2026-03-04 | AKTIF | 3 | 0.54545 | 2 | 2.2636 | 2.2636
O-19372-00 | Washing RAR4 - Needle PW, OD.15mmx123mm, Material SS 319; ; ; | Washing | 1 | 1 | 0 | Kurang | Aktif | - | 121703439 | 1 | 2 | Fast Moving / Consumable | 18 | 2026-06-30 | AKTIF | 1 | 1.0909 | 1 | 1.0273 | 1.0273
O-19342-00 | Washing RAR4 - Pendorong Pusher Outfeed, Machining Plate Material Pom Putih; ; ; | Washing | 1 | 1 | 1 | Sama | Aktif | - | GL2510476 | 1 | 1 | General Sparepart | 24 | 2025-09-28 | AKTIF | 1 | 0.54545 | 1 | 0.86364 | 1
O-17068-00 | Washing RAR4 - Pincers Jaws 4 Positions 10R Vial Neck d=15.5 | Washing | 10 | 20 | 19 | Lebih | Aktif | - | - | 1 | 3 | General Sparepart | 24 | 2025-11-28 | AKTIF | 4 | 0.27273 | 0 | 2.8818 | 2.8818
O-17069-00 | Washing RAR4 - Pincers Jaws for Vial 20mL & 25mL | Washing | 10 | 20 | 20 | Lebih | Aktif | - | - | 1 | 4 | General Sparepart | 24 | 2025-04-15 | AKTIF | 5 | 0.81818 | 0 | 3.7455 | 3.7455
O-17070-00 | Washing RAR4 - Pincers Jaws for Vial 50mL | Washing | 10 | 20 | 12 | Lebih | Aktif | - | - | 0 | 0 | General Sparepart | 24 | 2020-02-13 | TIDAK AKTIF | 2 | 0 | 0 | 2 | 2
O-17071-00 | Washing RAR4 - Pincers Jaws for Vial 6mL | Washing | 10 | 20 | 20 | Lebih | Aktif | - | GL2509449 | 1 | 4 | General Sparepart | 24 | 2025-08-06 | AKTIF | 4 | 0 | 0 | 4 | 4
O-19341-00 | Washing RAR4 - Set Giude Rell Outfeed, Machining Plate Material Pom Putih; ; ; | Washing | 1 | 1 | 1 | Sama | Aktif | - | GL2510476 | 1 | 1 | General Sparepart | 24 | 2025-09-28 | AKTIF | 1 | 0.27273 | 1 | 0.78182 | 1
O-21032-00 | Washing RAR4 - Steel Ball / Gotri 2.5mm (1pck=100pc) | Washing | 1 | 2 | 2 | Lebih | Aktif | - | 121703457 | 1 | 2 | Fast Moving / Consumable | 18 | 2026-01-12 | AKTIF | 2 | 0 | 2 | 2 | 2
O-53486-00 | Washing RAR4 - VIALS UNLOADING CYLINDER ; MEGNETIC CYLINDER SERIES RP100200110 DIAMETER=20 STROKE=11 | Washing | 0 | 1 | 0 | Sama | Aktif | - | - | 0 | 0 | Critical Sparepart | 36 | 0 | TIDAK AKTIF | 0 | 0 | 0 | 0 | 0
O-20231-00 | Washing RAV4 - Base Black Arm Mat. VCN; Custom/Lokal; -; 1 Pc | Washing | 1 | 2 | 1 | Sama | Aktif | Setara | Setara dengan O-14616-00 | 1 | 1 | General Sparepart | 24 | 2024-12-20 | AKTIF | 1 | 0 | 0 | 1 | 1
O-20230-00 | Washing RAV4 - Black Arm Mat. SUS 304; Custom/Lokal; -; 1 Pc | Washing | 2 | 4 | 2 | Sama | Aktif | Setara | Setara dengan O-14616-00 | 1 | 1 | General Sparepart | 24 | 2024-12-20 | AKTIF | 1 | 0 | 0 | 1 | 1
O-17393-00 | Autoclave Fedegari FOF / 6 AC - O-Ring 6.02x2.62; p/n. CC150168 | Autoclave | 5 | 40 | 0 | Kurang | Aktif | - | - | 4 | 30 | Fast Moving / Consumable | 18 | 2026-05-05 | AKTIF | 30 | 0 | 10 | 30 | 30
O-17395-00 | Autoclave Fedegari FOF / 6 AC - O-Ring 10.78x2.62; p/n. CC150169 | Autoclave | 5 | 40 | 0 | Kurang | Aktif | - | - | 4 | 30 | Fast Moving / Consumable | 18 | 2026-05-05 | AKTIF | 30 | 0 | 10 | 30 | 30
O-17399-00 | Autoclave Fedegari FOF / 6 AC - O-RING21.82x3.53 ; p/n CC150010 | Autoclave | 5 | 40 | 20 | Lebih | Aktif | - | - | 5 | 40 | Fast Moving / Consumable | 18 | 2026-02-20 | AKTIF | 40 | 0 | 20 | 40 | 40
O-50394-00 | FESTO - LRP-1/4-2,5 Prec. Regulator p/n: 162834 | FD IMA | 1 | 2 | 0 | Kurang | Inactive | - | - | 0 | 0 | General Sparepart | 24 | 0 | TIDAK AKTIF | 0 | 0 | 0 | 0 | 0
O-53516-00 | Freeze Dryer Lyofast 10 - RTD PT 100 ohm Dia 4x16mm, Temp. -100 - 200?C, P. Kabel 10 meter | FD IMA | 1 | 2 | 2 | Lebih | Aktif | - | 121703531 | 1 | 3 | Fast Moving / Consumable | 18 | 2025-11-27 | AKTIF | 3 | 0 | 2 | 3 | 3
O-53510-00 | Tunnel ST1L - Finned Heater U Form Dia 11x520mm 230V-1200W | Tunnel | 2 | 13 | 1 | Kurang | Aktif | - | - | 3 | 20 | General Sparepart | 24 | 2026-09-08 | AKTIF | 27 | 2.4545 | 18 | 19.6364 | 19.6364
O-20496-00 | General - Diaphragm Grade ER SQUARE Type A EPDM Diaphragm Screw; Saunders; DP008ER; 1 Pc | FD IMA | 6 | 18 | 6 | Sama | Aktif | - | - | 1 | 7 | Fast Moving / Consumable | 18 | 2026-06-30 | AKTIF | 8 | 0.54545 | 7 | 5.7636 | 7
O-20913-00 | General - Air Gripper; SMC; MHZJ2 20DS X43 X81B; 1 Pc | Washing | 1 | 5 | 5 | Lebih | Aktif | - | - | 1 | 7 | General Sparepart | 24 | 2026-08-26 | AKTIF | 9 | 1.3636 | 5 | 6.7091 | 6.7091
O-53568-00 | Autoclave Fedegari FOF / 6 AC - Transition Joint RTD Sensor RTJ201 (SG-060503) PT100 4W Duplex; Radix; RTJ201-1-C-D-3-0-NA-XNA-05-00070-10-Si-PN-XXX; 1 Pc | Autoclave | 2 | 6 | 6 | Lebih | Aktif | - | - | 2 | 12 | Critical Sparepart | 36 | 2026-02-16 | AKTIF | 12 | 0 | 6 | 12 | 12
P-11227-00 | General - Push-in T-connector, QST-6; Festo; 15312 | General - Pneumatic | 5 | 20 | 17 | Lebih | Aktif | - | - | 3 | 20 | General Sparepart | 24 | 2026-08-26 | AKTIF | 12 | 2.1818 | 20 | 9.0545 | 20
P-52854-00 | General - Socket RJ45 Cat 6; Belden; -; 50pcs/pack | General - Electrical | 5 | 13 | 0 | Kurang | Aktif | - | - | 2 | 13 | Fast Moving / Consumable | 18 | 2026-08-26 | AKTIF | 16 | 5.1818 | 13 | 12.7545 | 13
Q-10715-00 | Lem PVC Isarplas Kuas @400gr; ; ; | General - Plumbing | 2 | 3 | 0 | Kurang | Aktif | - | - | 1 | 3 | General Sparepart | 24 | 2026-03-31 | AKTIF | 3 | 0.27273 | 2 | 2.1818 | 2.1818
P-12942-00 | Water Mur PVC dia 1inch | General - Plumbing | 2 | 5 | 11 | Lebih | Aktif | - | - | 1 | 4 | General Sparepart | 24 | 2025-07-25 | AKTIF | 5 | 1.6364 | 0 | 3.9909 | 3.9909
O-16725-00 | 3 Way Ball Valve SS304 3/4 inch c/w Pneumatic Actuator + Selenoid 24 VDC | Washing | 1 | 2 | 1 | Sama | Aktif | - | - | 1 | 2 | Critical Sparepart | 36 | 2026-05-29 | AKTIF | 0 | 0.27273 | 2 | 0.081818 | 2
P-54463-00 | General - MCB 4A 1Phase Domae; Schneider; DOMF01104; 1 pc | General - Electrical | 1 | 5 | 3 | Lebih | Aktif | - | - | 1 | 4 | Critical Sparepart | 36 | 2025-12-02 | AKTIF | 4 | 0 | 3 | 4 | 4
P-54462-00 | General - MCB 6A 1Phase Domae; Schneider; DOMF01106; 1 pc | General - Electrical | 1 | 3 | 2 | Lebih | Aktif | - | - | 1 | 3 | Critical Sparepart | 36 | 2025-12-02 | AKTIF | 3 | 0 | 2 | 3 | 3
O-53641-00 | Mixing Tank Adam - Lampu Tanam Lantai LED DC 12-24V 3W Uplight COB Waterproof IP65; General; -; 1 Pc | Mixing | 1 | 3 | 0 | Kurang | Aktif | - | - | 1 | 9 | Fast Moving / Consumable | 18 | 2026-08-26 | AKTIF | 12 | 0.54545 | 2 | 8.5636 | 8.5636
O-53645-00 | Autoclave Fedegari FVA2/A1 - Pressure Transducer PBMN 23 (CD230065); Baumer; -; 1 Pc | Autoclave | 1 | 3 | 0 | Kurang | Aktif | - | - | 1 | 6 | Critical Sparepart | 36 | 2026-07-02 | AKTIF | 6 | 0 | 1 | 6 | 6
O-21648-00 | Autoclave Fedegari FVA2/A1 NB2963AT - DN16 Modulating Valve Spare Parts; Fedegari; KK000305; 1 Pc | Autoclave | 5 | 15 | 0 | Kurang | Aktif | - | - | 4 | 30 | Critical Sparepart | 36 | 2026-07-02 | AKTIF | 30 | 0 | 5 | 30 | 30
O-21649-00 | Autoclave Fedegari FVA2/A1 NB2963AT - Water Presence Probe Kit and OR Seal; Fedegari; KK000080; 1 Pc | Autoclave | 5 | 15 | 0 | Kurang | Aktif | - | - | 7 | 60 | Fast Moving / Consumable | 18 | 2026-07-02 | AKTIF | 60 | 0 | 10 | 60 | 60
O-50827-00 | General - Opto CapBT02T Operating Range 8 ppb - 60% O2 Sat P/N 30018857, Measured Pressure Resistance : 0-6 bar; Mettler Toledo; 30018857; 1 Pc | Mixing | 1 | 2 | 1 | Sama | Aktif | - | - | 1 | 1 | General Sparepart | 24 | 2026-07-01 | AKTIF | 1 | 0.54545 | 1 | 0.86364 | 1
P-12830-00 | Sodium metabisulfit | General - Chemical | 2 | 15 | 3 | Lebih | Aktif | - | - | 2 | 12 | General Sparepart | 24 | 2026-08-26 | AKTIF | 9 | 5.1818 | 12 | 7.8545 | 12
O-53635-00 | Marchesini MA155 - Inverter 1/N/PE AC 230/240V 0,37KW; Lenze; E84AVSCE3712SX0; 1 Pc | Cartoning | 1 | 2 | 0 | Kurang | Aktif | - | - | 2 | 12 | Critical Sparepart | 36 | 2026-06-22 | AKTIF | 12 | 0 | 2 | 12 | 12
O-20751-00 | Marchesini MA155 - Roller Gripper Cartoning Uk. 13x6x6mm; Custom/Lokal; -; 1 Pc | Cartoning | 5 | 50 | 26 | Lebih | Aktif | - | - | 5 | 43 | General Sparepart | 24 | 2026-08-26 | AKTIF | 56 | 12 | 30 | 42.8 | 42.8
O-18055-00 | Robot Casepacker - Suction cup; VB17. single below; diameter Cup 17 mm; Vmeca; -; 1 Pc | Cartoning | 10 | 60 | 37 | Lebih | Aktif | - | - | 5 | 41 | General Sparepart | 24 | 2026-08-26 | AKTIF | 44 | 32.4545 | 40 | 40.5364 | 40.5364
O-52210-00 | Autoclave Fedegari FVA2/A1 NB2963AT - Level Transmitter code 15218 2m p/n: CD050024; ; ; | Autoclave | 1 | 3 | 0 | Kurang | Aktif | - | - | 1 | 5 | Critical Sparepart | 36 | 2026-05-05 | AKTIF | 6 | 0.27273 | 2 | 4.2818 | 4.2818
O-50697-00 | Autoclave Fedegari FOF / 6 AC - P/N. KK000304-KIT RICAMBI VALV.DN16 ON-OFF | Autoclave | 5 | 15 | 5 | Sama | Aktif | - | - | 2 | 13 | Critical Sparepart | 36 | 2026-05-05 | AKTIF | 13 | 0 | 10 | 13 | 13
O-17376-00 | Autoclave Fedegari FOF / 6 AC - Kit DN22 Valve Mod; p/n: KK000310; ; ; | Autoclave | 1 | 10 | 8 | Lebih | Aktif | - | - | 2 | 13 | Critical Sparepart | 36 | 2026-05-05 | AKTIF | 17 | 0.27273 | 13 | 11.9818 | 13
P-20309-00 | General - Hole Saw TCT Kugel 100 mm; Kugel; ; | General - Workshop | 1 | 3 | 1 | Sama | Aktif | - | - | 1 | 3 | General Sparepart | 24 | 2026-04-23 | AKTIF | 3 | 0 | 1 | 3 | 3
P-53202-00 | HVAC - Programmable RH & Temp. transmitter MF-HTT 0-100% RH dan 0-100 deg.C 24VAAC Micatrone | AHU | 1 | 1 | 1 | Sama | Aktif | - | - | 1 | 1 | Critical Sparepart | 36 | 2025-10-31 | AKTIF | 1 | 0.27273 | 0 | 0.78182 | 0.78182
P-52709-00 | Pressure Transmitter TPS30-G27AR2-00 AUTONICS | AHU | 1 | 1 | 0 | Kurang | Aktif | - | - | 1 | 1 | Critical Sparepart | 36 | 2026-08-13 | AKTIF | 1 | 0.54545 | 1 | 0.86364 | 1
P-52663-00 | Solid State Relay 3-32 VDC 24-330 VAC 40 A | AHU | 2 | 5 | 0 | Kurang | Aktif | - | - | 1 | 5 | Fast Moving / Consumable | 18 | 2026-05-05 | AKTIF | 2 | 0.27273 | 5 | 1.4818 | 5
P-52590-00 | Heater Duchting DIA.11.2 x 300mm 220 V 5000 W | AHU | 1 | 3 | 6 | Lebih | Aktif | - | - | 1 | 3 | General Sparepart | 24 | 2026-05-05 | AKTIF | 3 | 0.81818 | 3 | 2.3455 | 3
P-52369-00 | HVAC - Pressure Flow Control MF PFC Ver.3 24 VAC/VDC 0 - 100 Pa Micatrone | AHU | 1 | 2 | 3 | Lebih | Aktif | - | - | 1 | 1 | General Sparepart | 24 | 2025-05-31 | AKTIF | 1 | 0.81818 | 0 | 0.94545 | 0.94545
P-52033-00 | Inverter HVAC Drives FC-102 2,2 kw 380-480 V Danfoss | AHU | 1 | 1 | 0 | Kurang | Aktif | - | - | 1 | 1 | Critical Sparepart | 36 | 2024-02-26 | AKTIF | 0 | 0.27273 | 0 | 0.081818 | 0.081818
P-19898-00 | General - Bushing VAV dia. 24 x 26mm | AHU | 1 | 10 | 50 | Lebih | Aktif | - | - | 6 | 50 | General Sparepart | 24 | 2026-07-31 | AKTIF | 44 | 1.3636 | 50 | 31.2091 | 50
P-19029-00 | Washable G4 Avg arrestance : 94%. Rec. Final resistance: 250 Pa. Size: 12" x 24" x 2" | AHU | 3 | 10 | 10 | Lebih | Aktif | - | - | 1 | 7 | General Sparepart | 24 | 2025-05-26 | AKTIF | 8 | 2.7273 | 0 | 6.4182 | 6.4182
P-19028-00 | Washable G4 Avg arrestance : 94%. Rec. Final resistance: 250 Pa. Size: 24" x 24" x 2" | AHU | 5 | 20 | 10 | Lebih | Aktif | - | - | 2 | 15 | General Sparepart | 24 | 2025-11-28 | AKTIF | 17 | 8.1818 | 0 | 14.3545 | 14.3545
P-18546-00 | Constan Air Volume EN 200x100 with Flow Scale 0-600 CMH | AHU | 1 | 4 | 0 | Kurang | Aktif | - | - | 0 | 0 | General Sparepart | 24 | 2023-12-01 | TIDAK AKTIF | 1 | 0.54545 | 0 | 0.86364 | 0.86364
P-18066-00 | Hepa Filter - H13 ( 99,95% ) Size: 610x610x90 | AHU | 1 | 2 | 0 | Kurang | Aktif | - | - | 1 | 2 | Critical Sparepart | 36 | 2026-08-13 | AKTIF | 1 | 1.0909 | 2 | 1.0273 | 2
P-17347-00 | Pre Filter G4 2m x 20m x 2mm | AHU | 1 | 1 | 2 | Lebih | Aktif | - | - | 1 | 1 | Fast Moving / Consumable | 18 | 2026-07-14 | AKTIF | 1 | 0.54545 | 1 | 0.86364 | 1
P-14458-00 | Filter IAF MBV Series (Medium Filter), efficiency : 90-95 %, Size: 12 x 24 x 12 inch | AHU | 3 | 10 | 22 | Lebih | Aktif | - | - | 1 | 6 | Fast Moving / Consumable | 18 | 2026-03-31 | AKTIF | 7 | 2.7273 | 0 | 5.7182 | 5.7182
P-14456-00 | Filter IAF MBV Series (Medium Filter), efficiency : 80-85 %, Size: 12 x 24 x 12 inch | AHU | 3 | 10 | 14 | Lebih | Aktif | - | - | 1 | 5 | Fast Moving / Consumable | 18 | 2025-12-31 | AKTIF | 6 | 2.4545 | 0 | 4.9364 | 4.9364
P-14455-00 | Filter IAF MBV Series (Medium Filter), efficiency : 80-85 %, Size: 24 x 24 x 12 inch | AHU | 3 | 10 | 9 | Lebih | Aktif | - | - | 1 | 7 | Fast Moving / Consumable | 18 | 2025-12-31 | AKTIF | 7 | 3.8182 | 0 | 6.0455 | 6.0455
P-14454-00 | Filter IAF MB Series (Medium Filter), efficiency : 60-65 %, Size: 12 x 24 x 12 inch | AHU | 3 | 10 | 8 | Lebih | Aktif | - | - | 2 | 10 | Fast Moving / Consumable | 18 | 2026-07-31 | AKTIF | 6 | 7.0909 | 10 | 6.3273 | 10
P-14453-00 | Filter IAF MB Series (Medium Filter), efficiency : 60-65 %, Size: 24 x 24 x 12 inch | AHU | 3 | 10 | 0 | Kurang | Aktif | - | - | 3 | 20 | Fast Moving / Consumable | 18 | 2026-07-31 | AKTIF | 7 | 9 | 20 | 7.6 | 20
P-13388-00 | Ball Valve Kitz 1/2" | AHU | 1 | 2 | 1 | Sama | Aktif | - | - | 1 | 2 | Critical Sparepart | 36 | 2026-02-27 | AKTIF | 0 | 0.27273 | 2 | 0.081818 | 2
P-13370-00 | General - Pulser SCR Heater Controller Wall Mounted 0-10 VD DC; Regin; 240-X010; 1 unit | AHU | 1 | 3 | 0 | Kurang | Aktif | - | - | 1 | 6 | Critical Sparepart | 36 | 2026-08-13 | AKTIF | 2 | 2.7273 | 6 | 2.2182 | 6
P-10019-00 | Pre Filter G4 size : 12X24X2 | AHU | 2 | 10 | 0 | Kurang | Aktif | Setara | Setara dengan P-19029-00 | 1 | 3 | Fast Moving / Consumable | 18 | 2025-08-29 | AKTIF | 2 | 2.7273 | 0 | 2.2182 | 2.2182
O-19389-00 | HEPA filter minipleat, size: 610X305X93 H14 | AHU | 1 | 10 | 7 | Lebih | Aktif | - | - | 1 | 4 | Critical Sparepart | 36 | 2025-11-28 | AKTIF | 5 | 1.6364 | 0 | 3.9909 | 3.9909
O-19388-00 | HEPA filter minipleat, size: 610X610X93 H14 | AHU | 2 | 15 | 11 | Lebih | Aktif | - | - | 1 | 9 | Critical Sparepart | 36 | 2024-08-30 | AKTIF | 10 | 3.8182 | 0 | 8.1455 | 8.1455
O-19347-00 | HEPA filter minipleat, size: 1220X610X93 H13 | AHU | 1 | 10 | 9 | Lebih | Aktif | - | - | 1 | 6 | Critical Sparepart | 36 | 2025-11-28 | AKTIF | 6 | 2.7273 | 0 | 5.0182 | 5.0182
O-19346-00 | HEPA filter minipleat, size: 1220X610X93 H14 | AHU | 1 | 10 | 7 | Lebih | Aktif | - | - | 1 | 8 | Critical Sparepart | 36 | 2026-07-31 | AKTIF | 10 | 3 | 0 | 7.9 | 7.9
O-15492-00 | SPA 1132 Brand : Optibelt / Bando Merah | AHU | 1 | 4 | 0 | Kurang | Aktif | - | - | 0 | 0 | Fast Moving / Consumable | 18 | 2023-12-01 | TIDAK AKTIF | 2 | 0.81818 | 0 | 1.6455 | 1.6455
O-15489-00 | SPA 1120 Brand : Optibelt / Bando Merah | AHU | 1 | 4 | 8 | Lebih | Aktif | - | - | 1 | 4 | Fast Moving / Consumable | 18 | 2026-04-30 | AKTIF | 4 | 1.9091 | 0 | 3.3727 | 3.3727
Q-60401-00 | Handle Pintu Bulat, Elbow Press Lock; Meroni; N13NE TB127; | Building | 1 | 5 | 1 | Sama | Aktif | - | - | 1 | 4 | Fast Moving / Consumable | 18 | 2026-05-29 | AKTIF | 4 | 3 | 0 | 3.7 | 3.7
Q-60026-00 | Kuas Eterna 2 | Building | 3 | 20 | 0 | Kurang | Aktif | - | - | 2 | 18 | General Sparepart | 24 | 2026-08-13 | AKTIF | 21 | 7.9091 | 10 | 17.0727 | 17.0727
Q-60025-00 | Kuas Eterna 1 | Building | 5 | 70 | 0 | Kurang | Aktif | - | - | 8 | 70 | General Sparepart | 24 | 2026-08-13 | AKTIF | 31 | 13.6364 | 70 | 25.7909 | 70
Q-10946-00 | Silicone Sealant N10 Light Grey; ; ; | Building | 3 | 10 | 0 | Kurang | Aktif | - | - | 3 | 20 | Fast Moving / Consumable | 18 | 2026-09-08 | AKTIF | 7 | 4.0909 | 20 | 6.1273 | 20
Q-10829-00 | Cat Ambiance Lakestone 44537M Tinting; Dulux; ; | Building | 1 | 2 | 0 | Kurang | Aktif | - | - | 0 | 0 | General Sparepart | 24 | 2023-10-01 | TIDAK AKTIF | 1 | 0.27273 | 0 | 0.78182 | 0.78182
Q-10817-00 | Door Closer Type: TS77 Hold Open; DORMA; ; | Building | 1 | 5 | 1 | Sama | Aktif | - | - | 1 | 4 | General Sparepart | 24 | 2026-07-31 | AKTIF | 3 | 3.2727 | 0 | 3.0818 | 3.0818
Q-10805-00 | Multipox MX-98 White @ 20 KG | Building | 1 | 1 | 0 | Kurang | Aktif | - | - | 1 | 1 | General Sparepart | 24 | 2026-08-13 | AKTIF | 1 | 0.27273 | 1 | 0.78182 | 1
Q-10752-00 | Cat Duragloss Silver Metalic 9115; Propan; ; | Building | 2 | 10 | 51 | Lebih | Aktif | - | - | 2 | 12 | General Sparepart | 24 | 2026-01-08 | AKTIF | 15 | 4.9091 | 0 | 11.9727 | 11.9727
Q-10656-00 | Kuas Eterna 5 Inch | Building | 1 | 5 | 5 | Lebih | Aktif | - | - | 2 | 11 | General Sparepart | 24 | 2026-02-27 | AKTIF | 10 | 12.8182 | 5 | 10.8455 | 10.8455
Q-10650-00 | Aquaproof Abu-Abu @4 Kg; ; ; | Building | 1 | 5 | 0 | Kurang | Aktif | - | - | 1 | 3 | General Sparepart | 24 | 2026-05-29 | AKTIF | 2 | 2.1818 | 0 | 2.0545 | 2.0545
Q-10572-00 | PHILIPS - Lampu LED TL T8 120 Cm 16 Watt | Building | 1 | 5 | 4 | Lebih | Aktif | - | - | 1 | 5 | Fast Moving / Consumable | 18 | 2026-02-27 | AKTIF | 5 | 2.1818 | 0 | 4.1545 | 4.1545
Q-10517-00 | Scraper / Kape Besi | Building | 1 | 10 | 0 | Kurang | Aktif | - | - | 2 | 10 | General Sparepart | 24 | 2026-08-13 | AKTIF | 2 | 1.0909 | 10 | 1.7273 | 10
Q-10460-00 | Magnetic door stopper | Building | 2 | 10 | 0 | Kurang | Aktif | - | - | 1 | 7 | General Sparepart | 24 | 2025-11-14 | AKTIF | 6 | 8.7273 | 0 | 6.8182 | 6.8182
Q-50013-00 | Frame or Perimeter Seal RP48 White; Raven; R48W6; 6 meter/pck | Building | 3 | 10 | 0 | Kurang | Aktif | - | - | 2 | 10 | Fast Moving / Consumable | 18 | 2026-07-31 | AKTIF | 11 | 4.9091 | 0 | 9.1727 | 9.1727
Q-10302-00 | Compound Gypsum; ; ; | Building | 1 | 3 | 0 | Kurang | Aktif | - | - | 1 | 3 | General Sparepart | 24 | 2026-08-26 | AKTIF | 3 | 1.3636 | 3 | 2.5091 | 3
Q-10172-00 | Polyfloor PFT-213 Light blue @ 20 KG | Building | 1 | 4 | 4 | Lebih | Aktif | - | - | 1 | 4 | General Sparepart | 24 | 2026-02-02 | AKTIF | 3 | 0.27273 | 4 | 2.1818 | 4
Q-10154-00 | Roller cat 230mm | Building | 1 | 20 | 9 | Lebih | Aktif | - | - | 2 | 17 | General Sparepart | 24 | 2026-08-26 | AKTIF | 19 | 11.7273 | 10 | 16.8182 | 16.8182
Q-10153-00 | Roller cat 110mm | Building | 3 | 30 | 11 | Lebih | Aktif | - | - | 4 | 30 | General Sparepart | 24 | 2026-08-26 | AKTIF | 29 | 31.9091 | 20 | 29.8727 | 29.8727
Q-10136-00 | TOTO - Kran T23BQ13N | Building | 1 | 2 | 0 | Kurang | Aktif | - | - | 1 | 2 | General Sparepart | 24 | 2026-08-13 | AKTIF | 1 | 1.3636 | 2 | 1.1091 | 2
Q-10134-00 | TOTO - Jet Shower spray TX 403S | Building | 1 | 10 | 4 | Lebih | Aktif | - | - | 1 | 8 | General Sparepart | 24 | 2026-06-30 | AKTIF | 8 | 5.1818 | 0 | 7.1545 | 7.1545
P-53173-00 | Ballast Electronic EB-C 214 TL5, 2x14W; Phillips; ; | Building | 1 | 5 | 0 | Kurang | Aktif | Setara | Setara dengan P-53169-00 | 1 | 8 | General Sparepart | 24 | 2025-05-31 | AKTIF | 8 | 7.9091 | 0 | 7.9727 | 7.9727
P-53171-00 | Ballast Electronic EB-C 218 TL5, 2x18W; Phillips; ; | Building | 1 | 2 | 0 | Kurang | Aktif | Setara | Setara dengan P-53169-00 | 0 | 0 | General Sparepart | 24 | 2023-08-01 | TIDAK AKTIF | 1 | 0.27273 | 0 | 0.78182 | 0.78182
P-53169-00 | Ballast Electronic EB-C 228 TL5, 2x28W; Phillips; ; | Building | 3 | 20 | 10 | Lebih | Aktif | - | - | 3 | 20 | General Sparepart | 24 | 2026-04-30 | AKTIF | 12 | 14.1818 | 20 | 12.6545 | 20
P-53102-00 | Lampu PLC 13watt/E27 Putih; Phillips; ; | Building | 10 | 50 | 0 | Kurang | Aktif | Setara | Setara dengan P-54447-00 dan P-51741-00 | 6 | 50 | Critical Sparepart | 36 | 2026-02-27 | AKTIF | 48 | 52.0909 | 0 | 49.2273 | 49.2273
P-52975-00 | Limit Switch; EWIG; E8108 IP65; ; ; | Building | 1 | 3 | 3 | Lebih | Aktif | - | - | 1 | 4 | General Sparepart | 24 | 2026-02-27 | AKTIF | 4 | 1.6364 | 3 | 3.2909 | 3.2909
P-52665-00 | Buzzer Electronic Siren PW-235; TAB; ; | Building | 1 | 2 | 2 | Lebih | Aktif | - | - | 1 | 1 | General Sparepart | 24 | 2025-06-10 | AKTIF | 1 | 0.54545 | 0 | 0.86364 | 0.86364
P-52420-00 | Ceiling Exhaust Fan FV-25TGU5 | Building | 1 | 1 | 0 | Kurang | Aktif | - | - | 1 | 1 | Critical Sparepart | 36 | 2026-08-13 | AKTIF | 1 | 0.27273 | 1 | 0.78182 | 1
P-52193-00 | Lampu UV 8 Watt; ; ; | Building | 1 | 5 | 8 | Lebih | Aktif | - | - | 0 | 0 | Fast Moving / Consumable | 18 | 2024-05-14 | TIDAK AKTIF | 2 | 0.27273 | 0 | 1.4818 | 1.4818
P-51894-00 | Philips - Lampu TLD 18W/840 Bright Boost Cool White; ; ; | Building | 2 | 15 | 0 | Kurang | Aktif | - | - | 2 | 10 | Fast Moving / Consumable | 18 | 2026-08-21 | AKTIF | 6 | 1.9091 | 10 | 4.7727 | 10
P-50717-00 | General - Kabel UTP 4 Pairs Cat 6; Belden; -; 305m/roll | Building | 100 | 2440 | 0 | Kurang | Aktif | - | - | 255 | 2440 | Fast Moving / Consumable | 18 | 2026-08-26 | AKTIF | 1830 | 609.2727 | 2440 | 1463.7818 | 2440
P-51560-00 | Lampu T5 28watt Putih; Phillips; ; | Building | 20 | 70 | 10 | Kurang | Aktif | - | - | 15 | 143 | Fast Moving / Consumable | 18 | 2026-08-05 | AKTIF | 138 | 154.0909 | 40 | 142.8273 | 142.8273
P-51559-00 | Lampu T5 14watt Putih; Phillips; ; | Building | 30 | 100 | 0 | Kurang | Aktif | - | - | 19 | 176 | Fast Moving / Consumable | 18 | 2026-08-05 | AKTIF | 171 | 186.8182 | 40 | 175.7455 | 175.7455
P-50506-00 | Saklar Tunggal / 250 V / Clipsal | Building | 2 | 15 | 3 | Lebih | Aktif | - | - | 1 | 3 | General Sparepart | 24 | 2025-03-06 | AKTIF | 3 | 1.0909 | 0 | 2.4273 | 2.4273
P-50505-00 | Saklar Seri / 250 V / Clipsal | Building | 2 | 15 | 11 | Lebih | Aktif | - | - | 1 | 3 | General Sparepart | 24 | 2024-08-30 | AKTIF | 3 | 1.9091 | 0 | 2.6727 | 2.6727
P-50122-00 | Balast Quitronick Osram 1x18/20/ 220 - 240V | Building | 1 | 5 | 4 | Lebih | Aktif | - | - | 1 | 2 | General Sparepart | 24 | 2025-03-27 | AKTIF | 2 | 1.3636 | 0 | 1.8091 | 1.8091
P-18468-00 | Pass Box Stickers ZC-A; ; ; | Building | 5 | 30 | 4 | Kurang | Aktif | - | - | 3 | 25 | General Sparepart | 24 | 2026-09-07 | AKTIF | 17 | 7.0909 | 25 | 14.0273 | 25
P-18467-00 | Pass Box Stickers JZC-A Kecil; ; ; | Building | 2 | 20 | 23 | Lebih | Aktif | - | - | 1 | 8 | General Sparepart | 24 | 2026-04-30 | AKTIF | 9 | 3.2727 | 0 | 7.2818 | 7.2818
P-18067-00 | Lampu LED T5 120 CM 16 Watt 6000K; ; ; | Building | 1 | 13 | 5 | Lebih | Aktif | - | - | 2 | 12 | Fast Moving / Consumable | 18 | 2026-01-09 | AKTIF | 15 | 2.7273 | 5 | 11.3182 | 11.3182
P-13429-00 | Cable Ducting 25x40mm; ; ; | Building | 1 | 6 | 0 | Kurang | Aktif | - | - | 1 | 7 | Fast Moving / Consumable | 18 | 2026-08-13 | AKTIF | 7 | 4.6364 | 6 | 6.2909 | 6.2909
Q-10207-00 | Keramik Roman Warna Putih 40 x 40 cm;Roman;CN: 447106;pack size per pack | Building | 1 | 9 | 6 | Lebih | Aktif | - | - | 1 | 9 | General Sparepart | 24 | 2026-02-27 | AKTIF | 9 | 7.6364 | 6 | 8.5909 | 8.5909
O-16573-00 | Marchesini MA155 - Conveyor Belt TS10 290 x 40 Habasit p/n:C720002940 | Cartoning | 1 | 2 | 1 | Sama | Aktif | - | - | 0 | 0 | Fast Moving / Consumable | 18 | 2024-12-09 | TIDAK AKTIF | 1 | 0.27273 | 0 | 0.78182 | 0.78182
O-16571-00 | Marchesini MA155 - Conveyor Belt TS10 570 x 40 Habasit p/n:C720005740 | Cartoning | 1 | 2 | 0 | Kurang | Aktif | - | - | 1 | 2 | Fast Moving / Consumable | 18 | 2026-08-13 | AKTIF | 2 | 0.54545 | 2 | 1.5636 | 2
O-16570-00 | Marchesini MA155 - Conveyor Belt TS10 720 x 40 Habasit p/n:C720007240 | Cartoning | 1 | 2 | 1 | Sama | Aktif | - | - | 0 | 0 | Fast Moving / Consumable | 18 | 2024-12-09 | TIDAK AKTIF | 1 | 0.27273 | 0 | 0.78182 | 0.78182
O-19822-00 | Flexible Front End 916 - (125.0 - 125.0) | CLU | 1 | 1 | 1 | Sama | Aktif | - | - | 1 | 1 | General Sparepart | 24 | 2025-08-22 | AKTIF | 1 | 0.27273 | 0 | 0.78182 | 0.78182
T-25454-00 | Filter Flag, 2998, Classic; Waters; 700003767; | HPLC | 1 | 2 | 0 | Kurang | Aktif | - | - | 1 | 1 | Fast Moving / Consumable | 18 | 2025-11-14 | AKTIF | 1 | 0.81818 | 0 | 0.94545 | 0.94545
T-20851-00 | One-piece Fitting, 10 - 32; Waters; 700004841; 10 pcs per pack; Waters; 700004841; 10 pcs/pack | HPLC | 1 | 1 | 0 | Kurang | Aktif | - | - | 1 | 1 | Fast Moving / Consumable | 18 | 2026-03-31 | AKTIF | 1 | 0.54545 | 0 | 0.86364 | 0.86364
T-20791-00 | Heater/Cooler Engine 2690 Waters700001066 | HPLC | 1 | 1 | 0 | Kurang | Aktif | - | - | 1 | 1 | General Sparepart | 24 | 2025-11-14 | AKTIF | 1 | 0.27273 | 0 | 0.78182 | 0.78182
T-25454-00 | Performance Plus Check Valve Housing; Waters; 700002332; | HPLC | 1 | 8 | 0 | Kurang | Aktif | - | - | 1 | 1 | Critical Sparepart | 36 | 2025-11-14 | AKTIF | 1 | 0.81818 | 0 | 0.94545 | 0.94545
T-20591-00 | Kit, Performance PLUS seal pack rebuild; Waters; 700011783; 1 pieces / pack | HPLC | 1 | 2 | 0 | Kurang | Aktif | - | - | 1 | 2 | Fast Moving / Consumable | 18 | 2026-07-31 | AKTIF | 2 | 1.0909 | 1 | 1.7273 | 1.7273
T-20215-00 | ASSY PCB DEGASSER QSPI MULTI-PERS, Waters, Part No. 700002511 | HPLC | 1 | 2 | 0 | Kurang | Aktif | - | - | 0 | 0 | General Sparepart | 24 | 2023-12-19 | TIDAK AKTIF | 1 | 0.54545 | 0 | 0.86364 | 0.86364
T-20212-00 | SEAL PLUNGER 2690, Waters, Part No. WAT270938, PKG (2) | HPLC | 1 | 3 | 0 | Kurang | Aktif | - | - | 1 | 1 | Fast Moving / Consumable | 18 | 2026-08-26 | AKTIF | 1 | 0.81818 | 0 | 0.94545 | 0.94545
T-20201-00 | ASSY,SOLVENT FILTER., Waters, Part No. WAT025531 | HPLC | 2 | 6 | 0 | Kurang | Aktif | - | - | 1 | 6 | Fast Moving / Consumable | 18 | 2025-10-31 | AKTIF | 6 | 2.7273 | 2 | 5.0182 | 5.0182
T-20177-00 | 2690/95 PERFORMANCE MAINTENANCE KIT., Waters, Part No. WAT270944 | HPLC | 1 | 2 | 0 | Kurang | Aktif | - | - | 1 | 2 | General Sparepart | 24 | 2026-06-30 | AKTIF | 1 | 0.27273 | 2 | 0.78182 | 2
T-20136-00 | 2690 SEAL PACK REBUILD PKG; Waters; c/n WAT271019; | HPLC | 1 | 2 | 0 | Kurang | Aktif | - | - | 0 | 0 | Fast Moving / Consumable | 18 | 2024-09-30 | TIDAK AKTIF | 1 | 0.27273 | 0 | 0.78182 | 0.78182
T-20123-00 | Acquity PDA/TUV 2489/2998 Perf Main Kit (lampu HPLC); Waters; P/N 201000281; 1 pc | HPLC | 5 | 16 | 0 | Kurang | Aktif | - | - | 2 | 10 | Critical Sparepart | 36 | 2026-08-26 | AKTIF | 8 | 8.7273 | 10 | 8.2182 | 10
T-20118-00 | FILTER INSERT ASSY Waters P/N WAT088084 1 pc | HPLC | 1 | 4 | 0 | Kurang | Aktif | - | - | 1 | 2 | Fast Moving / Consumable | 18 | 2026-08-26 | AKTIF | 2 | 1.6364 | 2 | 1.8909 | 2
T-20055-00 | PerformancePlus Check Valve Cartridge Waters p/n 700002399 | HPLC | 2 | 10 | 0 | Kurang | Aktif | - | - | 1 | 4 | Critical Sparepart | 36 | 2026-08-26 | AKTIF | 3 | 4.0909 | 0 | 3.3273 | 3.3273
O-16030-00 | 001292; Item Type : Dry box; 97800 Y 8.5 E4 5; Material : CSM; Shape : 97; Size : 8.5; Thickness (mm; ; ; | Isolator SKAN | 16 | 20 | 20 | Lebih | Aktif | - | Setara dengan O-21486-00 | 3 | 20 | General Sparepart | 24 | 2026-03-17 | AKTIF | 7 | 10.6364 | 20 | 8.0909 | 20
O-51000-00 | Colamark - Print Head for Part TTO Domino p/n EPP001359 SP | Labelling | 1 | 1 | 0 | Kurang | Aktif | - | - | 1 | 1 | General Sparepart | 24 | 2026-03-31 | AKTIF | 1 | 0.54545 | 1 | 0.86364 | 1
O-17242-00 | Belt HTD 720-5M-95mm + Lapisan Blue Sponge 6mm DIAN BATARA INTI, PT P/N : - set | Labelling | 1 | 3 | 3 | Lebih | Aktif | - | - | 1 | 1 | Fast Moving / Consumable | 18 | 2025-02-19 | AKTIF | 1 | 0.27273 | 0 | 0.78182 | 0.78182
P-53259-00 | UV Sensor PIN : 270264040; Hanovia; ; | PW SKID | 1 | 1 | 0 | Kurang | Aktif | - | - | 1 | 1 | Critical Sparepart | 36 | 2026-08-13 | AKTIF | 0 | 0.27273 | 1 | 0.081818 | 1
P-14244-00 | General - UV Lamp SD55-320W; Hanovia; 130071-0320-C; 1 pc | PW SKID | 1 | 3 | 0 | Kurang | Aktif | - | - | 1 | 4 | Fast Moving / Consumable | 18 | 2026-06-30 | AKTIF | 4 | 1.0909 | 4 | 3.1273 | 4
P-15905-00 | Filter Catridge; Type: TefTEC Series; P/N : TefTEC 0.2 - 10 P7S; Lenght : 10 Inch; O-Ring : 226 Fin; ; ; | PW SKID | 1 | 1 | 0 | Kurang | Aktif | - | - | 0 | 0 | Fast Moving / Consumable | 18 | 2023-12-01 | TIDAK AKTIF | 0 | 0.27273 | 0 | 0.081818 | 0.081818
P-15862-00 | PAPER RECORD YOKOGAWA; FOLDING CHART B9565AW | PW SKID | 3 | 15 | 1 | Kurang | Aktif | - | - | 2 | 10 | General Sparepart | 24 | 2026-08-26 | AKTIF | 8 | 11.4545 | 0 | 9.0364 | 9.0364
P-14899-00 | Electrode Set Ozone Generator; Ozonia MKIV; ; | PW SKID | 1 | 1 | 0 | Kurang | Aktif | - | - | 0 | 0 | General Sparepart | 24 | 2024-03-19 | TIDAK AKTIF | 0 | 0.27273 | 0 | 0.081818 | 0.081818
O-14594-00 | Kit, membrane ozone 6510 METTLER TOLEDO INDONESIA, PT P/N : - pc | PW SKID | 1 | 2 | 0 | Kurang | Aktif | Discontinue | - | 1 | 2 | General Sparepart | 24 | 2025-07-25 | AKTIF | 1 | 1.0909 | 0 | 1.0273 | 1.0273
O-20555-00 | Marchesini MA155 - Lower Belt Shaft Complete, 21. 4. 0. 1/0 395K; -; M660010001; 1 Pc | Cartoning | 1 | 2 | 1 | Sama | Aktif | - | - | 1 | 2 | Fast Moving / Consumable | 18 | 2026-01-24 | AKTIF | 2 | 0 | 1 | 2 | 2
O-20556-00 | Marchesini MA155 - Upper Belt Shaft, 21. 4. 0. 1/0. 394K; -; M660010002; 1 Pc | Cartoning | 1 | 2 | 1 | Sama | Aktif | - | - | 1 | 2 | Fast Moving / Consumable | 18 | 2026-01-24 | AKTIF | 2 | 0 | 1 | 2 | 2
O-20557-00 | Marchesini MA155 - Combination Folding Roller, 21. 4. 0 1/0. 244; -; M660010009; 1 Pc | Cartoning | 2 | 5 | 0 | Kurang | Aktif | - | - | 2 | 10 | General Sparepart | 24 | 2026-09-06 | AKTIF | 14 | 0.54545 | 8 | 9.9636 | 9.9636
O-20558-00 | Marchesini MA155 - Combination Folding Roller, 21. 4. 0. 1/0. 233; -; M660010009; 1 Pc | Cartoning | 2 | 8 | 4 | Lebih | Aktif | - | - | 1 | 7 | General Sparepart | 24 | 2026-07-31 | AKTIF | 9 | 0.27273 | 5 | 6.3818 | 6.3818
O-20559-00 | Marchesini MA155 - Combination Folding Roller, 21. 4. 0. 1/0. 222; -; M660010007; 1 Pc | Cartoning | 1 | 4 | 3 | Lebih | Aktif | - | - | 1 | 3 | General Sparepart | 24 | 2026-01-24 | AKTIF | 3 | 0 | 2 | 3 | 3
P-12695-00 | PC 4200/IMA C90 - Draw in-roller Cpl; GUK; 21401-0007; 1 pcs | Cartoning | 1 | 3 | 0 | Kurang | Aktif | - | - | 1 | 7 | General Sparepart | 24 | 2026-09-06 | AKTIF | 9 | 0.54545 | 5 | 6.4636 | 6.4636
O-21486-00 | General - Isolator Glove CSM Port size 10 Inch Length : 800 mm, Thick : 15mil/0.4mm; TRON; 10Y1532A0975; 1 Pc | Isolator Sampling | 4 | 20 | 9 | Lebih | Aktif | - | - | 4 | 35 | General Sparepart | 24 | 2026-08-26 | AKTIF | 48 | 3 | 20 | 34.5 | 34.5
P-54447-00 | General - Lampu LED Downlight 9W DN027B G3 D125, 900 lm, 65k, Putih; Philips; -; 1 pc | Building | 16 | 100 | 50 | Lebih | Aktif | - | - | 14 | 125 | Fast Moving / Consumable | 18 | 2026-04-30 | AKTIF | 150 | 13.9091 | 125 | 109.1727 | 125
P-51741-00 | Lampu Phillips PHP LED; 710 7w E27 White 220-240v; ; ; | Building | 11 | 100 | 15 | Lebih | Aktif | - | - | 11 | 100 | Fast Moving / Consumable | 18 | 2026-07-31 | AKTIF | 23 | 37.3636 | 100 | 27.3091 | 100
O-21720-00 | General - Sleeves CSM 001642 M200/90 Y 550 E4 Bt5/5 Thikness 4/10; Piercan; SP010822; 1 Pc | cRABS | 24 | 72 | 0 | Kurang | Aktif | - | - | 60 | 576 | General Sparepart | 24 | 2026-07-28 | AKTIF | 576 | 0 | 48 | 576 | 576
O-21284-00 | General - Isolator Gloves 000080 E10330 CNS 7 E3 5 Neoprene No Staining; Piercan; SG010138; 1 Pc | Capsulle | 23 | 69 | 23 | Sama | Aktif | - | - | 4 | 33 | General Sparepart | 24 | 2026-07-31 | AKTIF | 45 | 1.9091 | 30 | 32.0727 | 32.0727
O-21485-00 | General - Isolator Glove CSM Port size 8 Inch Length : 800 mm, Thick : 15mil/0.4mm; TRON; 8Y1532A0975; 1 Pc | Tabletting | 15 | 42 | 15 | Sama | Aktif | - | - | 4 | 35 | General Sparepart | 24 | 2026-07-31 | AKTIF | 48 | 1.3636 | 20 | 34.0091 | 34.0091
T-80109-00 | Cellotape / Lakban Kertas 1 inch warna Putih ; No Brand ; pack size per pcs | General - Isolasi | 30 | 200 | 0 | Kurang | Aktif | - | - | 21 | 200 | Fast Moving / Consumable | 18 | 2026-08-26 | AKTIF | 215 | 48.8182 | 200 | 165.1455 | 200
S-11400-00 | Majun AA, No Brand, Budhi Supplies, pack size per kg | General - Isolasi | 20 | 120 | 0 | Kurang | Aktif | - | - | 11 | 103 | General Sparepart | 24 | 2025-10-16 | AKTIF | 103 | 0 | 60 | 103 | 103
P-50138-00 | Battery Lithium / Buffer TL-2150 size 1/2 AA | MS30 | 5 | 30 | 6 | Lebih | Aktif | - | - | 1 | 3 | General Sparepart | 24 | 2025-07-25 | AKTIF | 3 | 2.4545 | 0 | 2.8364 | 2.8364
P-51928-00 | Battery Lithium 3V CR2477N; ; ; | MS30 | 2 | 10 | 1 | Kurang | Aktif | - | - | 2 | 10 | General Sparepart | 24 | 2026-09-07 | AKTIF | 3 | 2.1818 | 10 | 2.7545 | 10
P-14424-00 | Garam Kutreat RGN-9800F; ; ; 25Kg/zak | PWG | 50 | 350 | 475 | Lebih | Aktif | - | - | 37 | 349 | General Sparepart | 24 | 2026-06-30 | AKTIF | 366 | 307.0909 | 0 | 348.3273 | 348.3273
P-14877-00 | Kabel NYYHY 3x2,5mm; ; ; | General - Electrical | 20 | 200 | 0 | Kurang | Aktif | - | - | 21 | 200 | Fast Moving / Consumable | 18 | 2026-07-31 | AKTIF | 119 | 100.0909 | 200 | 113.3273 | 200
Q-10845-00 | Fitting Lampu Bholam E27; ; ; pcs | General - Electrical | 5 | 20 | 0 | Kurang | Aktif | - | - | 13 | 120 | Fast Moving / Consumable | 18 | 2026-09-08 | AKTIF | 54 | 30 | 120 | 46.8 | 120
P-50286-00 | General - Kabel NYYHY 3 x 1.5mm; SUPREME; -; 1 meter | General - Electrical | 20 | 100 | 80 | Lebih | Aktif | - | - | 11 | 100 | Fast Moving / Consumable | 18 | 2026-07-31 | AKTIF | 40 | 28.6364 | 100 | 36.5909 | 100
P-51313-00 | UTICON - Stop kontak 4 lubang 16-25 V | General - Electrical | 2 | 5 | 0 | Kurang | Aktif | - | - | 38 | 360 | General Sparepart | 24 | 2026-09-02 | AKTIF | 360 | 0 | 30 | 360 | 360
Q-60105-00 | Cat Dulux Ambiance Brilliant White; Dulux; 2290; pack size per 20L | Building | 1 | 3 | 0 | Kurang | Aktif | - | - | 3 | 24 | General Sparepart | 24 | 2026-08-13 | AKTIF | 24 | 0 | 2 | 24 | 24
Q-60404-00 | Cat Interior Catylac; Dulux; Type Putih 1501N; 25 kg/pail | Building | 1 | 3 | 0 | Kurang | Aktif | - | - | 1 | 6 | General Sparepart | 24 | 2026-09-08 | AKTIF | 8 | 0.27273 | 5 | 5.6818 | 5.6818
S-40645-00 | Cable Ties, 200 x 4.8 mm; SIGMA; CS 200L; Putih;100 pcs/pack | General - Isolasi | 5 | 20 | 0 | Kurang | Aktif | - | - | 4 | 32 | Fast Moving / Consumable | 18 | 2026-09-08 | AKTIF | 35 | 14.1818 | 32 | 28.7545 | 32
S-40640-00 | Cable Ties, 150 x 3.6 mm; SIGMA; CS 150T; Putih;100 pcs/pack | General - Isolasi | 2 | 10 | 0 | Kurang | Aktif | - | - | 3 | 23 | Fast Moving / Consumable | 18 | 2026-09-08 | AKTIF | 32 | 0.81818 | 16 | 22.6455 | 22.6455
S-11816-00 | Cable Ties Nylon reusable (Colour Black) Lenght 20cm; ; ; | General - Isolasi | 1 | 5 | 0 | Kurang | Aktif | - | - | 0 | 0 | Fast Moving / Consumable | 18 | 2024-06-29 | TIDAK AKTIF | 2 | 0.27273 | 0 | 1.4818 | 1.4818
[8 empty] | - | -
[8 empty] | - | -
[8 empty] | - | -

## MPP Fast Moving Critical & Expe
O-16033-00 atau O-20487-00 Glove cRABS
Tahun | 2026 |  |  |  |  | 2027
Bulan | Agu | Sep | Okt | Nov | Des | Jan | Feb | Mar | Apr | Mei | Jun | Jul | Agu | Sep | Okt | Nov | Des
Stok Awal | 47 | 35 | 30 | 25 | 25 | 25 | 20 | 15 | 10 | 65 | 60 | 55 | 50 | 45 | 40 | 75 | 70
Pemakaian Per Bulan | 12 | 5 | 5 | 0 | 0 | 5 | 5 | 5 | 5 | 5 | 5 | 5 | 5 | 5 | 5 | 5 | 5
PR | 60 | 0 | 0 | 0 | 0 | 0 | 40 | 0 | 0 | 0 | 0 | 0 | 0 | 0 | 0 | 0 | 40
Kedatangan | 0 | 0 | 0 | 0 | 0 | 0 | 0 | 0 | 60 | 0 | 0 | 0 | 0 | 0 | 40 | 0 | 0
Stok Akhir | 35 | 30 | 25 | 25 | 25 | 20 | 15 | 10 | 65 | 60 | 55 | 50 | 45 | 40 | 75 | 70 | 65
O-21720-00 General - Sleeves CSM 001642 M200/90 Y 550 E4 Bt5/5 Thikness 4/10; Piercan; SP010822; 1 Pc
Tahun | 2026 Agu: 2026; 2027 Jan: 2027
Bulan | Agu | Sep | Okt | Nov | Des | Jan | Feb | Mar | Apr | Mei | Jun | Jul | Agu | Sep | Okt | Nov | Des
Stok Awal | 20 | 14 | 11 | 8 | 8 | 8 | 5 | 2 | -1 | 44 | 41 | 38 | 35 | 32 | 29 | 26 | 23
Pemakaian Per Bulan | 6 | 3 | 3 | 0 | 0 | 3 | 3 | 3 | 3 | 3 | 3 | 3 | 3 | 3 | 3 | 3 | 3
PR | 48 | 0 | 0 | 0 | 0 | 0 | 0 | 0 | 0 | 24 | 0 | 0 | 0 | 0 | 0 | 0 | 0
Kedatangan | 0 | 0 | 0 | 0 | 0 | 0 | 0 | 0 | 48 | 0 | 0 | 0 | 0 | 0 | 0 | 0 | 0
Stok Akhir | 14 | 11 | 8 | 8 | 8 | 5 | 2 | -1 | 44 | 41 | 38 | 35 | 32 | 29 | 26 | 23 | 20
O-16030-00 General - Dry box glove, 4/10 mm, CSM, 97800 Y 8.5 E4 5; Piercan; 1292; 10 pcs per pack
Tahun | 2026 Agu: 2026; 2027 Jan: 2027
Bulan | Agu | Sep | Okt | Nov | Des | Jan | Feb | Mar | Apr | Mei | Jun | Jul | Agu | Sep | Okt | Nov | Des
Stok Awal | 29 | 29 | 28 | 47 | 47 | 47 | 46 | 45 | 44 | 43 | 42 | 41 | 40 | 39 | 38 | 37 | 36
Pemakaian Per Bulan | 0 | 1 | 1 | 0 | 0 | 1 | 1 | 1 | 1 | 1 | 1 | 1 | 1 | 1 | 1 | 1 | 1
PR | 0 | 0 | 0 | 0 | 0 | 0 | 0 | 0 | 0 | 0 | 0 | 0 | 0 | 0 | 0 | 0 | 10
Kedatangan | 0 | 0 | 20 | 0 | 0 | 0 | 0 | 0 | 0 | 0 | 0 | 0 | 0 | 0 | 0 | 0 | 0
Stok Akhir | 29 | 28 | 47 | 47 | 47 | 46 | 45 | 44 | 43 | 42 | 41 | 40 | 39 | 38 | 37 | 36 | 35
O-21284-00 General - Isolator Gloves 000080 E10330 CNS 7 E3 5 Neoprene No Staining; Piercan; SG010138; 1 Pc
Tahun | 2026 Agu: 2026; 2027 Jan: 2027
Bulan | Agu | Sep | Okt | Nov | Des | Jan | Feb | Mar | Apr | Mei | Jun | Jul | Agu | Sep | Okt | Nov | Des
Stok Awal | 30 | 23 | 21 | 19 | 17 | 15 | 13 | 11 | 19 | 17 | 15 | 13 | 11 | 9 | 17 | 15 | 13
Pemakaian Per Bulan | 7 | 2 | 2 | 2 | 2 | 2 | 2 | 2 | 2 | 2 | 2 | 2 | 2 | 2 | 2 | 2 | 2
PR | 0 | 0 | 10 | 0 | 0 | 0 | 0 | 0 | 10 | 0 | 0 | 0 | 0 | 0 | 10 | 0 | 0
Kedatangan | 0 | 0 | 0 | 0 | 0 | 0 | 0 | 10 | 0 | 0 | 0 | 0 | 0 | 10 | 0 | 0 | 0
Stok Akhir | 23 | 21 | 19 | 17 | 15 | 13 | 11 | 19 | 17 | 15 | 13 | 11 | 9 | 17 | 15 | 13 | 11
O-21485-00 General - Isolator Glove CSM Port size 8 Inch Length : 800 mm, Thick : 15mil/0.4mm; TRON; 8Y1532A0975; 1 Pc
Tahun | 2026 Agu: 2026; 2027 Jan: 2027
Bulan | Agu | Sep | Okt | Nov | Des | Jan | Feb | Mar | Apr | Mei | Jun | Jul | Agu | Sep | Okt | Nov | Des
Stok Awal | 15 | 15 | 13 | 11 | 9 | 27 | 25 | 23 | 21 | 19 | 17 | 15 | 13 | 21 | 19 | 17 | 15
Pemakaian Per Bulan | 0 | 2 | 2 | 2 | 2 | 2 | 2 | 2 | 2 | 2 | 2 | 2 | 2 | 2 | 2 | 2 | 2
PR | 20 | 0 | 0 | 0 | 0 | 0 | 0 | 0 | 10 | 0 | 0 | 0 | 10 | 0 | 0 | 0 | 10
Kedatangan | 0 | 0 | 0 | 0 | 20 | 0 | 0 | 0 | 0 | 0 | 0 | 0 | 10 | 0 | 0 | 0 | 10
Total | 15 | 13 | 11 | 9 | 27 | 25 | 23 | 21 | 19 | 17 | 15 | 13 | 21 | 19 | 17 | 15 | 23
O-16980-00 General - Diaphragm 40 mm ER Grade EPDM; Saunders; DA040ER M4; 1 Pc
Tahun | 2026 Agu: 2026; 2027 Jan: 2027
Bulan | Agu | Sep | Okt | Nov | Des | Jan | Feb | Mar | Apr | Mei | Jun | Jul | Agu | Sep | Okt | Nov | Des
Stok Awal | 18 | 14 | 14 | 14 | 14 | 32 | 32 | 26 | 26 | 26 | 20 | 20 | 20 | 14 | 14 | 14 | 26
Pemakaian Per Bulan | 4 | 0 | 0 | 0 | 0 | 0 | 6 | 0 | 0 | 6 | 0 | 0 | 6 | 0 | 0 | 6 | 0
PR | 0 | 18 | 0 | 0 | 0 | 0 | 0 | 0 | 0 | 0 | 0 | 0 | 18 | 0 | 0 | 0 | 0
Kedatangan | 0 | 0 | 0 | 0 | 18 | 0 | 0 | 0 | 0 | 0 | 0 | 0 | 0 | 0 | 0 | 18 | 0
Total | 14 | 14 | 14 | 14 | 32 | 32 | 26 | 26 | 26 | 20 | 20 | 20 | 14 | 14 | 14 | 26 | 26
O-16981-00 Freeze Dryer MBE1207 - Diaphrapm DA025E2 M4 Saunders CIPTA SOLUSI ANDALAN, PT P/N : - pc
Tahun | 2026 Agu: 2026; 2027 Jan: 2027
Bulan | Agu | Sep | Okt | Nov | Des | Jan | Feb | Mar | Apr | Mei | Jun | Jul | Agu | Sep | Okt | Nov | Des
Stok Awal | 30 | 23 | 23 | 23 | 23 | 63 | 63 | 53 | 53 | 53 | 43 | 43 | 43 | 33 | 33 | 33 | 63
Pemakaian Per Bulan | 7 | 0 | 0 | 0 | 0 | 0 | 10 | 0 | 0 | 10 | 0 | 0 | 10 | 0 | 0 | 10 | 0
PR | 0 | 40 | 0 | 0 | 0 | 0 | 0 | 0 | 0 | 0 | 0 | 0 | 40 | 0 | 0 | 0 | 0
Kedatangan | 0 | 0 | 0 | 0 | 40 | 0 | 0 | 0 | 0 | 0 | 0 | 0 | 0 | 0 | 0 | 40 | 0
Total | 23 | 23 | 23 | 23 | 63 | 63 | 53 | 53 | 53 | 43 | 43 | 43 | 33 | 33 | 33 | 63 | 63
O-20496-00 General - Diaphragm Grade ER SQUARE Type A EPDM Diaphragm Screw; Saunders; DP008ER; 1 Pc
Tahun | 2026 Agu: 2026; 2027 Jan: 2027
Bulan | Agu | Sep | Okt | Nov | Des | Jan | Feb | Mar | Apr | Mei | Jun | Jul | Agu | Sep | Okt | Nov | Des
Stok Awal | 6 | 6 | 5 | 5 | 5 | 5 | 8 | 7 | 7 | 7 | 6 | 6 | 6 | 5 | 5 | 5 | 4
Pemakaian Per Bulan | 0 | 1 | 0 | 0 | 0 | 0 | 1 | 0 | 0 | 1 | 0 | 0 | 1 | 0 | 0 | 1 | 0
PR | 0 | 0 | 3 | 0 | 0 | 0 | 0 | 0 | 0 | 0 | 0 | 0 | 0 | 3 | 0 | 0 | 0
Kedatangan | 0 | 0 | 0 | 0 | 0 | 3 | 0 | 0 | 0 | 0 | 0 | 0 | 0 | 0 | 0 | 0 | 3
Total | 6 | 5 | 5 | 5 | 5 | 8 | 7 | 7 | 7 | 6 | 6 | 6 | 5 | 5 | 5 | 4 | 7
Q-60025-00 Kuas Eterna 1
Tahun | 2026 Agu: 2026; 2027 Jan: 2027
Bulan | Agu | Sep | Okt | Nov | Des | Jan | Feb | Mar | Apr | Mei | Jun | Jul | Agu | Sep | Okt | Nov | Des
Stok Awal | 0 | 3 | 1 | 34 | 32 | 30 | 28 | 26 | 24 | 22 | 20 | 18 | 16 | 14 | 12 | 45 | 43
Pemakaian Per Bulan | 0 | 2 | 2 | 2 | 2 | 2 | 2 | 2 | 2 | 2 | 2 | 2 | 2 | 2 | 2 | 2 | 2
PR | 35 | 0 | 0 | 0 | 0 | 0 | 0 | 0 | 0 | 0 | 0 | 0 | 35 | 0 | 0 | 0 | 0
Kedatangan | 3 | 0 | 35 | 0 | 0 | 0 | 0 | 0 | 0 | 0 | 0 | 0 | 0 | 0 | 35 | 0 | 0
Total | 3 | 1 | 34 | 32 | 30 | 28 | 26 | 24 | 22 | 20 | 18 | 16 | 14 | 12 | 45 | 43 | 41
T-20123-00 Acquity PDA/TUV 2489/2998 Perf Main Kit (lampu HPLC); Waters; P/N 201000281; 1 pc
Tahun | 2026 Agu: 2026; 2027 Jan: 2027
Bulan | Agu | Sep | Okt | Nov | Des | Jan | Feb | Mar | Apr | Mei | Jun | Jul | Agu | Sep | Okt | Nov | Des
Stok Awal | 4 | 4 | 3 | 2 | 13 | 12 | 11 | 10 | 9 | 8 | 7 | 6 | 5 | 4 | 3 | 2 | 1
Pemakaian Per Bulan | 0 | 1 | 1 | 1 | 1 | 1 | 1 | 1 | 1 | 1 | 1 | 1 | 1 | 1 | 1 | 1 | 1
PR | 0 | 12 | 0 | 0 | 0 | 0 | 0 | 0 | 0 | 0 | 0 | 0 | 0 | 0 | 0 | 0 | 0
Kedatangan | 0 | 0 | 0 | 12 | 0 | 0 | 0 | 0 | 0 | 0 | 0 | 0 | 0 | 0 | 0 | 0 | 0
Total | 4 | 3 | 2 | 13 | 12 | 11 | 10 | 9 | 8 | 7 | 6 | 5 | 4 | 3 | 2 | 1 | 0
Q-60026-00 Kuas Cat Uk. 2 inch;Eterna;Tipe 611;pack size per pcs
Tahun | 2026 Agu: 2026; 2027 Jan: 2027
Bulan | Agu | Sep | Okt | Nov | Des | Jan | Feb | Mar | Apr | Mei | Jun | Jul | Agu | Sep | Okt | Nov | Des
Stok Awal | 0 | 0 | -1 | 8 | 7 | 6 | 5 | 4 | 3 | 2 | 11 | 10 | 9 | 8 | 7 | 6 | 5
Pemakaian Per Bulan | 0 | 1 | 1 | 1 | 1 | 1 | 1 | 1 | 1 | 1 | 1 | 1 | 1 | 1 | 1 | 1 | 1
PR | 10 | 0 | 0 | 0 | 0 | 0 | 0 | 10 | 0 | 0 | 0 | 0 | 0 | 0 | 0 | 0 | 0
Kedatangan | 0 | 0 | 10 | 0 | 0 | 0 | 0 | 0 | 0 | 10 | 0 | 0 | 0 | 0 | 0 | 0 | 0
Total | 0 | -1 | 8 | 7 | 6 | 5 | 4 | 3 | 2 | 11 | 10 | 9 | 8 | 7 | 6 | 5 | 4
T-20055-00 PerformancePlus Check Valve Cartridge; Waters; p/n 700002399;
Tahun | 2026 Agu: 2026; 2027 Jan: 2027
Bulan | Agu | Sep | Okt | Nov | Des | Jan | Feb | Mar | Apr | Mei | Jun | Jul | Agu | Sep | Okt | Nov | Des
Stok Awal | 3 | 2 | 2 | 2 | 1 | 8 | 8 | 7 | 7 | 7 | 6 | 6 | 6 | 5 | 5 | 5 | 4
Pemakaian Per Bulan | 1 | 0 | 0 | 1 | 0 | 0 | 1 | 0 | 0 | 1 | 0 | 0 | 1 | 0 | 0 | 1 | 0
PR | 0 | 0 | 7 | 0 | 0 | 0 | 0 | 0 | 0 | 0 | 0 | 0 | 0 | 0 | 0 | 0 | 0
Kedatangan | 0 | 0 | 0 | 0 | 7 | 0 | 0 | 0 | 0 | 0 | 0 | 0 | 0 | 0 | 0 | 0 | 0
Total | 2 | 2 | 2 | 1 | 8 | 8 | 7 | 7 | 7 | 6 | 6 | 6 | 5 | 5 | 5 | 4 | 4
Q-10715-00 Lem PVC Isarplas Kuas @400gr; ; ;
Tahun | 2026 Agu: 2026; 2027 Jan: 2027
Bulan | Agu | Sep | Okt | Nov | Des | Jan | Feb | Mar | Apr | Mei | Jun | Jul | Agu | Sep | Okt | Nov | Des
Stok Awal | 2 | 2 | 2 | 2 | 1 | 4 | 4 | 3 | 3 | 3 | 2 | 2 | 2 | 1 | 4 | 4 | 3
Pemakaian Per Bulan | 0 | 0 | 0 | 1 | 0 | 0 | 1 | 0 | 0 | 1 | 0 | 0 | 1 | 0 | 0 | 1 | 0
PR | 0 | 0 | 3 | 0 | 0 | 0 | 0 | 0 | 0 | 0 | 0 | 3 | 0 | 0 | 0 | 0 | 0
Kedatangan | 0 | 0 | 0 | 0 | 3 | 0 | 0 | 0 | 0 | 0 | 0 | 0 | 0 | 3 | 0 | 0 | 0
Total | 2 | 2 | 2 | 1 | 4 | 4 | 3 | 3 | 3 | 2 | 2 | 2 | 1 | 4 | 4 | 3 | 3
Q-10517-00 Scraper / Kape Besi
Tahun | 2026 Agu: 2026; 2027 Jan: 2027
Bulan | Agu | Sep | Okt | Nov | Des | Jan | Feb | Mar | Apr | Mei | Jun | Jul | Agu | Sep | Okt | Nov | Des
Stok Awal | 0 | 0 | 0 | 5 | 4 | 4 | 4 | 4 | 4 | 4 | 4 | 3 | 3 | 3 | 3 | 3 | 2
Pemakaian Per Bulan | 0 | 0 | 0 | 1 | 0 | 0 | 0 | 0 | 0 | 0 | 1 | 0 | 0 | 0 | 0 | 1 | 0
PR | 5 | 0 | 0 | 0 | 0 | 0 | 0 | 0 | 0 | 0 | 0 | 0 | 0 | 0 | 0 | 0 | 0
Kedatangan | 0 | 0 | 5 | 0 | 0 | 0 | 0 | 0 | 0 | 0 | 0 | 0 | 0 | 0 | 0 | 0 | 0
Total | 0 | 0 | 5 | 4 | 4 | 4 | 4 | 4 | 4 | 4 | 3 | 3 | 3 | 3 | 3 | 2 | 2
Q-10302-00 Compound Gypsum; ; ;
Tahun | 2026 Agu: 2026; 2027 Jan: 2027
Bulan | Agu | Sep | Okt | Nov | Des | Jan | Feb | Mar | Apr | Mei | Jun | Jul | Agu | Sep | Okt | Nov | Des
Stok Awal | 0 | 0 | 0 | 3 | 2 | 2 | 2 | 2 | 2 | 2 | 2 | 1 | 1 | 1 | 3 | 3 | 2
Pemakaian Per Bulan | 0 | 0 | 0 | 1 | 0 | 0 | 0 | 0 | 0 | 0 | 1 | 0 | 0 | 0 | 0 | 1 | 0
PR | 3 | 0 | 0 | 0 | 0 | 0 | 0 | 0 | 0 | 0 | 0 | 2 | 0 | 0 | 0 | 0 | 0
Kedatangan | 0 | 0 | 3 | 0 | 0 | 0 | 0 | 0 | 0 | 0 | 0 | 0 | 0 | 2 | 0 | 0 | 0
Total | 0 | 0 | 3 | 2 | 2 | 2 | 2 | 2 | 2 | 2 | 1 | 1 | 1 | 3 | 3 | 2 | 2
Q-10136-00 TOTO - Kran T23BQ13N
Tahun | 2026 Agu: 2026; 2027 Jan: 2027
Bulan | Agu | Sep | Okt | Nov | Des | Jan | Feb | Mar | Apr | Mei | Jun | Jul | Agu | Sep | Okt | Nov | Des
Stok Awal | 0 | 0 | 0 | 2 | 1 | 1 | 1 | 1 | 1 | 1 | 1 | 0 | 0 | 0 | 2 | 2 | 1
Pemakaian Per Bulan | 0 | 0 | 0 | 1 | 0 | 0 | 0 | 0 | 0 | 0 | 1 | 0 | 0 | 0 | 0 | 1 | 0
PR | 2 | 0 | 0 | 0 | 0 | 0 | 0 | 0 | 0 | 0 | 0 | 2 | 0 | 0 | 0 | 0 | 0
Kedatangan | 0 | 0 | 2 | 0 | 0 | 0 | 0 | 0 | 0 | 0 | 0 | 0 | 0 | 2 | 0 | 0 | 0
Total | 0 | 0 | 2 | 1 | 1 | 1 | 1 | 1 | 1 | 1 | 0 | 0 | 0 | 2 | 2 | 1 | 1
P-13429-00 Cable Ducting 25x40mm; ; ; - PUTIH
Tahun | 2026 Agu: 2026; 2027 Jan: 2027
Bulan | Agu | Sep | Okt | Nov | Des | Jan | Feb | Mar | Apr | Mei | Jun | Jul | Agu | Sep | Okt | Nov | Des
Stok Awal | 0 | 0 | 0 | 5 | 5 | 5 | 5 | 4 | 4 | 4 | 3 | 3 | 3 | 3 | 2 | 2 | 2
Pemakaian Per Bulan | 0 | 0 | 1 | 0 | 0 | 0 | 1 | 0 | 0 | 1 | 0 | 0 | 0 | 1 | 0 | 0 | 0
PR | 6 | 0 | 0 | 0 | 0 | 0 | 0 | 0 | 0 | 0 | 0 | 0 | 0 | 0 | 0 | 0 | 0
Kedatangan | 0 | 0 | 6 | 0 | 0 | 0 | 0 | 0 | 0 | 0 | 0 | 0 | 0 | 0 | 0 | 0 | 0
Total | 0 | 0 | 5 | 5 | 5 | 5 | 4 | 4 | 4 | 3 | 3 | 3 | 3 | 2 | 2 | 2 | 2
T-20725-00 Performance Plus Check Valve Housing; Waters; 700002332;
Tahun | 2026 Agu: 2026; 2027 Jan: 2027
Bulan | Agu | Sep | Okt | Nov | Des | Jan | Feb | Mar | Apr | Mei | Jun | Jul | Agu | Sep | Okt | Nov | Des
Stok Awal | 5 | 5 | 5 | 4 | 4 | 4 | 4 | 3 | 3 | 3 | 2 | 2 | 2 | 2 | 1 | 1 | 1
Pemakaian Per Bulan | 0 | 0 | 1 | 0 | 0 | 0 | 1 | 0 | 0 | 1 | 0 | 0 | 0 | 1 | 0 | 0 | 0
PR | 0 | 0 | 0 | 0 | 0 | 0 | 0 | 0 | 0 | 0 | 0 | 0 | 0 | 0 | 0 | 0 | 0
Kedatangan | 0 | 0 | 0 | 0 | 0 | 0 | 0 | 0 | 0 | 0 | 0 | 0 | 0 | 0 | 0 | 0 | 0
Total | 5 | 5 | 4 | 4 | 4 | 4 | 3 | 3 | 3 | 2 | 2 | 2 | 2 | 1 | 1 | 1 | 1
O-51775-00 WAGO 750-461 2-CHANNEL ANALOG INPUT MODULE STD PACK: 1EA
Tahun | 2026 Agu: 2026; 2027 Jan: 2027
Bulan | Agu | Sep | Okt | Nov | Des | Jan | Feb | Mar | Apr | Mei | Jun | Jul | Agu | Sep | Okt | Nov | Des
Stok Awal | 1 | 1 | 1 | 1 | 1 | 1 | 1 | 0 | 0 | 0 | 0 | 0 | 1 | 1 | 1 | 1 | 1
Pemakaian Per Bulan | 0 | 0 | 0 | 0 | 0 | 0 | 1 | 0 | 0 | 0 | 0 | 0 | 0 | 0 | 0 | 0 | 0
PR | 0 | 0 | 0 | 0 | 0 | 0 | 0 | 1 | 0 | 0 | 0 | 0 | 0 | 0 | 0 | 0 | 0
Kedatangan | 0 | 0 | 0 | 0 | 0 | 0 | 0 | 0 | 0 | 0 | 0 | 1 | 0 | 0 | 0 | 0 | 0
Total | 1 | 1 | 1 | 1 | 1 | 1 | 0 | 0 | 0 | 0 | 0 | 1 | 1 | 1 | 1 | 1 | 1
Q-10829-00 Cat Ambiance Lakestone 44537M Tinting; Dulux; ;
Tahun | 2026 Agu: 2026; 2027 Jan: 2027
Bulan | Agu | Sep | Okt | Nov | Des | Jan | Feb | Mar | Apr | Mei | Jun | Jul | Agu | Sep | Okt | Nov | Des
Stok Awal | 1 | 1 | 1 | 1 | 1 | 1 | 1 | 0 | 0 | 0 | 1 | 1 | 1 | 1 | 1 | 1 | 1
Pemakaian Per Bulan | 0 | 0 | 0 | 0 | 0 | 0 | 1 | 0 | 0 | 0 | 0 | 0 | 0 | 0 | 0 | 0 | 0
PR | 0 | 0 | 0 | 0 | 0 | 0 | 0 | 1 | 0 | 0 | 0 | 0 | 0 | 0 | 0 | 0 | 0
Kedatangan | 0 | 0 | 0 | 0 | 0 | 0 | 0 | 0 | 0 | 1 | 0 | 0 | 0 | 0 | 0 | 0 | 0
Total | 1 | 1 | 1 | 1 | 1 | 1 | 0 | 0 | 0 | 1 | 1 | 1 | 1 | 1 | 1 | 1 | 1
Q-10460-00 Magnetic door stopper; Dekson; Part No. MDS 889 SN;
Tahun | 2026 Agu: 2026; 2027 Jan: 2027
Bulan | Agu | Sep | Okt | Nov | Des | Jan | Feb | Mar | Apr | Mei | Jun | Jul | Agu | Sep | Okt | Nov | Des
Stok Awal | 5 | 4 | 4 | 4 | 4 | 4 | 4 | 3 | 3 | 3 | 3 | 3 | 3 | 2 | 2 | 2 | 2
Pemakaian Per Bulan | 1 | 0 | 0 | 0 | 0 | 0 | 1 | 0 | 0 | 0 | 0 | 0 | 1 | 0 | 0 | 0 | 0
PR | 0 | 0 | 0 | 0 | 0 | 0 | 0 | 0 | 0 | 0 | 0 | 0 | 0 | 0 | 0 | 0 | 0
Kedatangan | 0 | 0 | 0 | 0 | 0 | 0 | 0 | 0 | 0 | 0 | 0 | 0 | 0 | 0 | 0 | 0 | 0
Total | 4 | 4 | 4 | 4 | 4 | 4 | 3 | 3 | 3 | 3 | 3 | 3 | 2 | 2 | 2 | 2 | 2
Q-50013-00 Frame or Perimeter Seal RP48 White; Raven; R48W6; 6 meter/pck
Tahun | 2026 Agu: 2026; 2027 Jan: 2027
Bulan | Agu | Sep | Okt | Nov | Des | Jan | Feb | Mar | Apr | Mei | Jun | Jul | Agu | Sep | Okt | Nov | Des
Stok Awal | 7 | 7 | 6 | 5 | 4 | 3 | 2 | 1 | 0 | 6 | 5 | 4 | 3 | 2 | 1 | 0 | 6
Pemakaian Per Bulan | 0 | 1 | 1 | 1 | 1 | 1 | 1 | 1 | 1 | 1 | 1 | 1 | 1 | 1 | 1 | 1 | 1
PR | 0 | 0 | 0 | 0 | 0 | 0 | 7 | 0 | 0 | 0 | 0 | 0 | 0 | 7 | 0 | 0 | 0
Kedatangan | 0 | 0 | 0 | 0 | 0 | 0 | 0 | 0 | 7 | 0 | 0 | 0 | 0 | 0 | 0 | 7 | 0
Total | 7 | 6 | 5 | 4 | 3 | 2 | 1 | 0 | 6 | 5 | 4 | 3 | 2 | 1 | 0 | 6 | 5
T-25454-00 Filter Flag, 2998, Classic; Waters; 700003767;
Tahun | 2026 Agu: 2026; 2027 Jan: 2027
Bulan | Agu | Sep | Okt | Nov | Des | Jan | Feb | Mar | Apr | Mei | Jun | Jul | Agu | Sep | Okt | Nov | Des
Stok Awal | 1 | 1 | 0 | 0 | 0 | 2 | 1 | 1 | 1 | 1 | 1 | 0 | 0 | 0 | 2 | 2 | 1
Pemakaian Per Bulan | 0 | 1 | 0 | 0 | 0 | 1 | 0 | 0 | 0 | 0 | 1 | 0 | 0 | 0 | 0 | 1 | 0
PR | 0 | 0 | 2 | 0 | 0 | 0 | 0 | 0 | 0 | 0 | 0 | 2 | 0 | 0 | 0 | 0 | 2
Kedatangan | 0 | 0 | 0 | 0 | 2 | 0 | 0 | 0 | 0 | 0 | 0 | 0 | 0 | 2 | 0 | 0 | 0
Total | 1 | 0 | 0 | 0 | 2 | 1 | 1 | 1 | 1 | 1 | 0 | 0 | 0 | 2 | 2 | 1 | 1
T-20215-00 ASSY PCB DEGASSER QSPI MULTI-PERS, Waters, Part No. 700002511
Tahun | 2026 Agu: 2026; 2027 Jan: 2027
Bulan | Agu | Sep | Okt | Nov | Des | Jan | Feb | Mar | Apr | Mei | Jun | Jul | Agu | Sep | Okt | Nov | Des
Stok Awal | 2 | 2 | 2 | 1 | 1 | 1 | 1 | 1 | 1 | 1 | 1 | 1 | 0 | 0 | 0 | 2 | 2
Pemakaian Per Bulan | 0 | 0 | 1 | 0 | 0 | 0 | 0 | 0 | 0 | 0 | 0 | 1 | 0 | 0 | 0 | 0 | 0
PR | 0 | 0 | 0 | 0 | 0 | 0 | 0 | 0 | 0 | 0 | 0 | 0 | 2 | 0 | 0 | 0 | 0
Kedatangan | 0 | 0 | 0 | 0 | 0 | 0 | 0 | 0 | 0 | 0 | 0 | 0 | 0 | 0 | 2 | 0 | 0
Total | 2 | 2 | 1 | 1 | 1 | 1 | 1 | 1 | 1 | 1 | 1 | 0 | 0 | 0 | 2 | 2 | 2
T-20201-00 ASSY,SOLVENT FILTER., Waters, Part No. WAT025531
Tahun | 2026 Agu: 2026; 2027 Jan: 2027
Bulan | Agu | Sep | Okt | Nov | Des | Jan | Feb | Mar | Apr | Mei | Jun | Jul | Agu | Sep | Okt | Nov | Des
Stok Awal | 3 | 3 | 3 | 2 | 2 | 2 | 2 | 2 | 2 | 2 | 2 | 2 | 1 | 1 | 1 | 1 | 1
Pemakaian Per Bulan | 0 | 0 | 1 | 0 | 0 | 0 | 0 | 0 | 0 | 0 | 0 | 1 | 0 | 0 | 0 | 0 | 0
PR | 0 | 0 | 0 | 0 | 0 | 0 | 0 | 0 | 0 | 0 | 0 | 0 | 0 | 0 | 0 | 0 | 0
Kedatangan | 0 | 0 | 0 | 0 | 0 | 0 | 0 | 0 | 0 | 0 | 0 | 0 | 0 | 0 | 0 | 0 | 0
Total | 3 | 3 | 2 | 2 | 2 | 2 | 2 | 2 | 2 | 2 | 2 | 1 | 1 | 1 | 1 | 1 | 1
T-20177-00 2690/95 PERFORMANCE MAINTENANCE KIT., Waters, Part No. WAT270944
Tahun | 2026 Agu: 2026; 2027 Jan: 2027
Bulan | Agu | Sep | Okt | Nov | Des | Jan | Feb | Mar | Apr | Mei | Jun | Jul | Agu | Sep | Okt | Nov | Des
Stok Awal | 0 | 0 | 2 | 1 | 1 | 1 | 1 | 1 | 0 | 0 | 0 | 2 | 2 | 2 | 1 | 1 | 1
Pemakaian Per Bulan | 0 | 0 | 1 | 0 | 0 | 0 | 0 | 1 | 0 | 0 | 0 | 0 | 0 | 1 | 0 | 0 | 0
PR | 2 | 0 | 0 | 0 | 0 | 0 | 0 | 0 | 2 | 0 | 0 | 0 | 0 | 0 | 0 | 0 | 0
Kedatangan | 0 | 2 | 0 | 0 | 0 | 0 | 0 | 0 | 0 | 0 | 2 | 0 | 0 | 0 | 0 | 0 | 0
Total | 0 | 2 | 1 | 1 | 1 | 1 | 1 | 0 | 0 | 0 | 2 | 2 | 2 | 1 | 1 | 1 | 1
T-20136-00 2690 SEAL PACK REBUILD PKG; Waters; c/n WAT271019;
Tahun | 2026 Agu: 2026; 2027 Jan: 2027
Bulan | Agu | Sep | Okt | Nov | Des | Jan | Feb | Mar | Apr | Mei | Jun | Jul | Agu | Sep | Okt | Nov | Des
Stok Awal | 0 | 0 | 2 | 2 | 2 | 2 | 2 | 1 | 1 | 1 | 1 | 1 | 1 | 1 | 1 | 1 | 1
Pemakaian Per Bulan | 0 | 0 | 0 | 0 | 0 | 0 | 1 | 0 | 0 | 0 | 0 | 0 | 0 | 0 | 0 | 0 | 0
PR | 2 | 0 | 0 | 0 | 0 | 0 | 0 | 0 | 0 | 0 | 0 | 0 | 0 | 0 | 0 | 0 | 0
Kedatangan | 0 | 2 | 0 | 0 | 0 | 0 | 0 | 0 | 0 | 0 | 0 | 0 | 0 | 0 | 0 | 0 | 0
Total | 0 | 2 | 2 | 2 | 2 | 2 | 1 | 1 | 1 | 1 | 1 | 1 | 1 | 1 | 1 | 1 | 1
T-20118-00 FILTER INSERT ASSY Waters P/N WAT088084 1 pc
Tahun | 2026 Agu: 2026; 2027 Jan: 2027
Bulan | Agu | Sep | Okt | Nov | Des | Jan | Feb | Mar | Apr | Mei | Jun | Jul | Agu | Sep | Okt | Nov | Des
Stok Awal | 0 | 0 | 0 | 4 | 3 | 3 | 3 | 3 | 2 | 2 | 2 | 2 | 1 | 1 | 1 | 1 | 1
Pemakaian Per Bulan | 0 | 0 | 0 | 1 | 0 | 0 | 0 | 1 | 0 | 0 | 0 | 1 | 0 | 0 | 0 | 0 | 1
PR | 4 | 0 | 0 | 0 | 0 | 0 | 0 | 0 | 0 | 0 | 0 | 0 | 0 | 0 | 0 | 0 | 0
Kedatangan | 0 | 0 | 4 | 0 | 0 | 0 | 0 | 0 | 0 | 0 | 0 | 0 | 0 | 0 | 0 | 0 | 0
Total | 0 | 0 | 4 | 3 | 3 | 3 | 3 | 2 | 2 | 2 | 2 | 1 | 1 | 1 | 1 | 1 | 0
T-20851-00 One-piece Fitting, 10 - 32; Waters; 700004841; 10 pcs per pack; Waters; 700004841; 10 pcs/pack
Tahun | 2026 Agu: 2026; 2027 Jan: 2027
Bulan | Agu | Sep | Okt | Nov | Des | Jan | Feb | Mar | Apr | Mei | Jun | Jul | Agu | Sep | Okt | Nov | Des
Stok Awal | 0 | 0 | 0 | 2 | 2 | 2 | 1 | 1 | 1 | 1 | 1 | 1 | 0 | 0 | 0 | 2 | 2
Pemakaian Per Bulan | 0 | 0 | 0 | 0 | 0 | 1 | 0 | 0 | 0 | 0 | 0 | 1 | 0 | 0 | 0 | 0 | 1
PR | 2 | 0 | 0 | 0 | 0 | 0 | 0 | 0 | 0 | 0 | 0 | 0 | 2 | 0 | 0 | 0 | 0
Kedatangan | 0 | 0 | 2 | 0 | 0 | 0 | 0 | 0 | 0 | 0 | 0 | 0 | 0 | 0 | 2 | 0 | 0
Total | 0 | 0 | 2 | 2 | 2 | 1 | 1 | 1 | 1 | 1 | 1 | 0 | 0 | 0 | 2 | 2 | 1
T-20791-00 Heater/Cooler Engine 2690 Waters700001066
Tahun | 2026 Agu: 2026; 2027 Jan: 2027
Bulan | Agu | Sep | Okt | Nov | Des | Jan | Feb | Mar | Apr | Mei | Jun | Jul | Agu | Sep | Okt | Nov | Des
Stok Awal | 0 | 0 | 0 | 1 | 1 | 1 | 0 | 0 | 0 | 1 | 1 | 1 | 1 | 1 | 1 | 1 | 1
Pemakaian Per Bulan | 0 | 0 | 0 | 0 | 0 | 1 | 0 | 0 | 0 | 0 | 0 | 0 | 0 | 0 | 0 | 0 | 1
PR | 1 | 0 | 0 | 0 | 0 | 0 | 1 | 0 | 0 | 0 | 0 | 0 | 0 | 0 | 0 | 0 | 0
Kedatangan | 0 | 0 | 1 | 0 | 0 | 0 | 0 | 0 | 1 | 0 | 0 | 0 | 0 | 0 | 0 | 0 | 0
Total | 0 | 0 | 1 | 1 | 1 | 0 | 0 | 0 | 1 | 1 | 1 | 1 | 1 | 1 | 1 | 1 | 0
T-20591-00 Kit, Performance PLUS seal pack rebuild; Waters; 700011783; 1 pieces / pack
Tahun | 2026 Agu: 2026; 2027 Jan: 2027
Bulan | Agu | Sep | Okt | Nov | Des | Jan | Feb | Mar | Apr | Mei | Jun | Jul | Agu | Sep | Okt | Nov | Des
Stok Awal | 1 | 1 | 0 | 0 | 1 | 1 | 0 | 0 | 1 | 1 | 1 | 0 | 0 | 1 | 1 | 1 | 0
Pemakaian Per Bulan | 0 | 1 | 0 | 0 | 0 | 1 | 0 | 0 | 0 | 0 | 1 | 0 | 0 | 0 | 0 | 1 | 0
PR | 0 | 0 | 0 | 0 | 0 | 0 | 0 | 0 | 0 | 0 | 0 | 0 | 0 | 0 | 0 | 0 | 0
Kedatangan | 0 | 0 | 0 | 1 | 0 | 0 | 0 | 1 | 0 | 0 | 0 | 0 | 1 | 0 | 0 | 0 | 0
Total | 1 | 0 | 0 | 1 | 1 | 0 | 0 | 1 | 1 | 1 | 0 | 0 | 1 | 1 | 1 | 0 | 0
O-51000-00 Colamark - Print Head for Part TTO Domino p/n EPP001359 SP
Tahun | 2026 Agu: 2026; 2027 Jan: 2027
Bulan | Agu | Sep | Okt | Nov | Des | Jan | Feb | Mar | Apr | Mei | Jun | Jul | Agu | Sep | Okt | Nov | Des
Stok Awal | 1 | 1 | 0 | 0 | 0 | 1 | 0 | 0 | 0 | 1 | 1 | 0 | 0 | 0 | 1 | 1 | 0
Pemakaian Per Bulan | 0 | 1 | 0 | 0 | 0 | 1 | 0 | 0 | 0 | 0 | 1 | 0 | 0 | 0 | 0 | 1 | 0
PR | 0 | 0 | 1 | 0 | 0 | 0 | 1 | 0 | 0 | 0 | 0 | 1 | 0 | 0 | 0 | 0 | 0
Kedatangan | 0 | 0 | 0 | 0 | 1 | 0 | 0 | 0 | 1 | 0 | 0 | 0 | 0 | 1 | 0 | 0 | 0
Total | 1 | 0 | 0 | 0 | 1 | 0 | 0 | 0 | 1 | 1 | 0 | 0 | 0 | 1 | 1 | 0 | 0
T-80109-00 Cellotape / Lakban Kertas 1 inch warna Putih ; No Brand ; pack size per pcs
Tahun | 2026 Agu: 2026; 2027 Jan: 2027
Bulan | Agu | Sep | Okt | Nov | Des | Jan | Feb | Mar | Apr | Mei | Jun | Jul | Agu | Sep | Okt | Nov | Des
Stok Awal | 99 | 82 | 78 | 74 | 70 | 66 | 62 | 58 | 54 | 50 | 46 | 42 | 38 | 34 | 30 | 26 | 22
Pemakaian Per Bulan | 17 | 4 | 4 | 4 | 4 | 4 | 4 | 4 | 4 | 4 | 4 | 4 | 4 | 4 | 4 | 4 | 4
PR | 0 | 0 | 0 | 0 | 0 | 0 | 0 | 0 | 0 | 0 | 0 | 0 | 0 | 0 | 0 | 0 | 0
Kedatangan | 0 | 0 | 0 | 0 | 0 | 0 | 0 | 0 | 0 | 0 | 0 | 0 | 0 | 0 | 0 | 0 | 0
Total | 82 | 78 | 74 | 70 | 66 | 62 | 58 | 54 | 50 | 46 | 42 | 38 | 34 | 30 | 26 | 22 | 18
S-11400-00 Majun AA, No Brand, Budhi Supplies, pack size per kg
Tahun | 2026 Agu: 2026; 2027 Jan: 2027
Bulan | Agu | Sep | Okt | Nov | Des | Jan | Feb | Mar | Apr | Mei | Jun | Jul | Agu | Sep | Okt | Nov | Des
Stok Awal | 4 | -6 | -16 | 94 | 84 | 74 | 64 | 54 | 44 | 34 | 24 | 14 | 4 | 114 | 104 | 94 | 84
Pemakaian Per Bulan | 10 | 10 | 10 | 10 | 10 | 10 | 10 | 10 | 10 | 10 | 10 | 10 | 10 | 10 | 10 | 10 | 10
PR | 120 | 0 | 0 | 0 | 0 | 0 | 0 | 0 | 0 | 0 | 120 | 0 | 0 | 0 | 0 | 0 | 0
Kedatangan | 0 | 0 | 120 | 0 | 0 | 0 | 0 | 0 | 0 | 0 | 0 | 0 | 120 | 0 | 0 | 0 | 0
Total | -6 | -16 | 94 | 84 | 74 | 64 | 54 | 44 | 34 | 24 | 14 | 4 | 114 | 104 | 94 | 84 | 74
Q-60105-00 Cat Dulux Ambiance Brilliant White; Dulux; 2290; pack size per 20L
Tahun | 2026 Agu: 2026; 2027 Jan: 2027
Bulan | Agu | Sep | Okt | Nov | Des | Jan | Feb | Mar | Apr | Mei | Jun | Jul | Agu | Sep | Okt | Nov | Des
Stok Awal | 0 | 0 | 0 | 3 | 2 | 2 | 2 | 2 | 2 | 2 | 1 | 1 | 1 | 1 | 1 | 1 | 0
Pemakaian Per Bulan | 0 | 0 | 0 | 1 | 0 | 0 | 0 | 0 | 0 | 1 | 0 | 0 | 0 | 0 | 0 | 1 | 0
PR | 0 | 3 | 0 | 0 | 0 | 0 | 0 | 0 | 0 | 0 | 0 | 0 | 0 | 0 | 0 | 0 | 3
Kedatangan | 0 | 0 | 3 | 0 | 0 | 0 | 0 | 0 | 0 | 0 | 0 | 0 | 0 | 0 | 0 | 0 | 0
Total | 0 | 0 | 3 | 2 | 2 | 2 | 2 | 2 | 2 | 1 | 1 | 1 | 1 | 1 | 1 | 0 | 0
Q-60404-00 Cat Interior Catylac; Dulux; Type Putih 1501N; 25 kg/pail
Tahun | 2026 Agu: 2026; 2027 Jan: 2027
Bulan | Agu | Sep | Okt | Nov | Des | Jan | Feb | Mar | Apr | Mei | Jun | Jul | Agu | Sep | Okt | Nov | Des
Stok Awal | 0 | 0 | 0 | 3 | 2 | 2 | 2 | 2 | 2 | 2 | 1 | 1 | 1 | 1 | 1 | 1 | 0
Pemakaian Per Bulan | 0 | 0 | 0 | 1 | 0 | 0 | 0 | 0 | 0 | 1 | 0 | 0 | 0 | 0 | 0 | 1 | 0
PR | 0 | 3 | 0 | 0 | 0 | 0 | 0 | 0 | 0 | 0 | 0 | 0 | 0 | 0 | 0 | 0 | 3
Kedatangan | 0 | 0 | 3 | 0 | 0 | 0 | 0 | 0 | 0 | 0 | 0 | 0 | 0 | 0 | 0 | 0 | 0
Total | 0 | 0 | 3 | 2 | 2 | 2 | 2 | 2 | 2 | 1 | 1 | 1 | 1 | 1 | 1 | 0 | 0
S-40645-00 Cable Ties, 200 x 4.8 mm; SIGMA; CS 200L; Putih;100 pcs/pack
Tahun | 2026 Agu: 2026; 2027 Jan: 2027
Bulan | Agu | Sep | Okt | Nov | Des | Jan | Feb | Mar | Apr | Mei | Jun | Jul | Agu | Sep | Okt | Nov | Des
Stok Awal | 0 | 0 | 0 | 20 | 19 | 18 | 17 | 16 | 15 | 14 | 13 | 12 | 11 | 10 | 9 | 8 | 7
Pemakaian Per Bulan | 0 | 0 | 0 | 1 | 1 | 1 | 1 | 1 | 1 | 1 | 1 | 1 | 1 | 1 | 1 | 1 | 1
PR | 0 | 20 | 0 | 0 | 0 | 0 | 0 | 0 | 0 | 0 | 0 | 0 | 0 | 0 | 0 | 0 | 0
Kedatangan | 0 | 0 | 20 | 0 | 0 | 0 | 0 | 0 | 0 | 0 | 0 | 0 | 0 | 0 | 0 | 0 | 0
Total | 0 | 0 | 20 | 19 | 18 | 17 | 16 | 15 | 14 | 13 | 12 | 11 | 10 | 9 | 8 | 7 | 6
S-40640-00 Cable Ties, 150 x 3.6 mm; SIGMA; CS 150T; Putih;100 pcs/pack
Tahun | 2026 Agu: 2026; 2027 Jan: 2027
Bulan | Agu | Sep | Okt | Nov | Des | Jan | Feb | Mar | Apr | Mei | Jun | Jul | Agu | Sep | Okt | Nov | Des
Stok Awal | 0 | 0 | 0 | 10 | 10 | 10 | 10 | 10 | 9 | 9 | 9 | 9 | 9 | 8 | 8 | 8 | 8
Pemakaian Per Bulan | 0 | 0 | 0 | 0 | 0 | 0 | 0 | 1 | 0 | 0 | 0 | 0 | 1 | 0 | 0 | 0 | 1
PR | 0 | 10 | 0 | 0 | 0 | 0 | 0 | 0 | 0 | 0 | 0 | 0 | 0 | 0 | 0 | 0 | 0
Kedatangan | 0 | 0 | 10 | 0 | 0 | 0 | 0 | 0 | 0 | 0 | 0 | 0 | 0 | 0 | 0 | 0 | 0
Total | 0 | 0 | 10 | 10 | 10 | 10 | 10 | 9 | 9 | 9 | 9 | 9 | 8 | 8 | 8 | 8 | 7
S-11816-00 Cable Ties Nylon reusable (Colour Black) Lenght 20cm; ; ;
Tahun | 2026 Agu: 2026; 2027 Jan: 2027
Bulan | Agu | Sep | Okt | Nov | Des | Jan | Feb | Mar | Apr | Mei | Jun | Jul | Agu | Sep | Okt | Nov | Des
Stok Awal | 0 | 0 | 0 | 5 | 5 | 4 | 4 | 4 | 4 | 4 | 4 | 4 | 3 | 3 | 3 | 3 | 3
Pemakaian Per Bulan | 0 | 0 | 0 | 0 | 1 | 0 | 0 | 0 | 0 | 0 | 0 | 1 | 0 | 0 | 0 | 0 | 0
PR | 0 | 5 | 0 | 0 | 0 | 0 | 0 | 0 | 0 | 0 | 0 | 0 | 0 | 0 | 0 | 0 | 0
Kedatangan | 0 | 0 | 5 | 0 | 0 | 0 | 0 | 0 | 0 | 0 | 0 | 0 | 0 | 0 | 0 | 0 | 0
Total | 0 | 0 | 5 | 5 | 4 | 4 | 4 | 4 | 4 | 4 | 4 | 3 | 3 | 3 | 3 | 3 | 3
P-14877-00 Kabel NYYHY 3x2,5mm; ; ;
Tahun | 2026 Agu: 2026; 2027 Jan: 2027
Bulan | Agu | Sep | Okt | Nov | Des | Jan | Feb | Mar | Apr | Mei | Jun | Jul | Agu | Sep | Okt | Nov | Des
Stok Awal | 200 | 200 | 190 | 180 | 170 | 160 | 150 | 140 | 130 | 120 | 110 | 100 | 90 | 80 | 70 | 60 | 50
Pemakaian Per Bulan | 0 | 10 | 10 | 10 | 10 | 10 | 10 | 10 | 10 | 10 | 10 | 10 | 10 | 10 | 10 | 10 | 10
PR | 0 | 0 | 0 | 0 | 0 | 0 | 0 | 0 | 0 | 0 | 0 | 0 | 0 | 0 | 0 | 0 | 0
Kedatangan | 0 | 0 | 0 | 0 | 0 | 0 | 0 | 0 | 0 | 0 | 0 | 0 | 0 | 0 | 0 | 0 | 0
Total | 200 | 190 | 180 | 170 | 160 | 150 | 140 | 130 | 120 | 110 | 100 | 90 | 80 | 70 | 60 | 50 | 40

## Sheet2 (hidden)
No | Mesin | Total Critical Part | Tidak Perlu di Stok (Part setara dengan yang lain, Jarang rusak, serta mahal) | Perlu Di Stok |  |  |  |  | Persentase Sudah Ada | Sudah Terproses | Penawaran Sudah Diterima | FU By Fadhil |  | P2 | P3 | Target Terproses 100% | Target Stok 100%
|  |  |  | Ada Stok | Tidak Ada Stok
[5 empty] | Menunggu Barang Datang | Sudah Ada Item Code | Belum Ada Item Code
[7 empty] | Ready Minta Penawaran | Butuh Konfirmasi
1 | Autoclave | 47 | 11 | 24 | 4 | 6 | 1 | 0 | 66.67% | 77.78% | 0 | 7 | 19.44% | 1 | 0 | 2025-12-25 | 2025-02-26 | Persentase yang sudah terproses dari 9 mesin | 690
2 | Capping | 49 | 20 | 22 | 4 | 2 | 1 | 0 | 75.86% | 89.66% | 0 | 3 | 10.34% | 1 | 0 | 2025-11-25 | 2025-02-26
3 | cRABS | 65 | 26 | 28 | 11 | 5 | 1 | 0 | 71.79% | 100% | 1 | 6 | 15.38% | 3 | 0 | 2025-12-25 | 2025-03-26 | 93.72%
4 | EDM | 18 | 10 | 4 | 7 | 2 | 2 | 0 | 50% | 137.5% | 0 | 4 | 50% | 0 | 0 | 2025-12-25 | 2025-03-26
5 | FD IMA | 76 | 14 | 55 | 5 | 4 | 4 | 0 | 88.71% | 96.77% | 0 | 8 | 12.9% | 0 | 0 | 2025-11-25 | 2025-01-26 | Persentase stok yang sudah ada dari 9 mesin
6 | Filling | 43 | 23 | 13 | 6 | 5 | 3 | 0 | 65% | 95% | 1 | 8 | 40% | 1 | 3 | 2025-12-25 | 2025-03-26
7 | Mixing | 13 | 5 | 4 | 1 | 1 | 10 | 3 | 50% | 62.5% | 5 | 14 | 175% | 10 | 1 | 2025-01-26 | 2025-04-26 | 68.14%
8 | Tunnel | 45 | 21 | 21 | 2 | 6 | 0 | 2 | 87.5% | 95.83% | 0 | 8 | 33.33% | 1 | 0 | 2025-12-25 | 2025-03-26
9 | Washing | 38 | 12 | 15 | 8 | 2 | 1 | 1 | 57.69% | 88.46% | 0 | 4 | 15.38% | 1 | 0 | 2025-11-25 | 2025-02-26
10 | General - Chemical | 18 | 0 | 9 | 0 | 5 | 3 | 0 | 50% | 50% | 0 | 8 | 44.44% | 0 | 0 | 2025-12-25 | 2025-01-26
11 | General - Pneumatic | 49 | 0 | 22 | 1 | 22 | 3 | 0 | 44.9% | 46.94% | 0 | 25 | 51.02% | 0 | 0 | 2025-12-25 | 2025-01-26
12 | General - Electrical | 73 | 0 | 35 | 0 | 30 | 2 | 0 | 47.95% | 47.95% | 0 | 32 | 43.84% | 0 | 0 | 2025-12-25 | 2025-01-26
13 | General - Isolasi | 16 | 0 | 8 | 0 | 3 | 0 | 0 | 50% | 50% | 0 | 3 | 18.75% | 0 | 0 | 2025-11-25 | 2025-12-25
14 | General - Workshop | 23 | 0 | 5 | 0 | 17 | 0 | 0 | 21.74% | 21.74% | 0 | 17 | 73.91% | 0 | 0 | 2025-11-25 | 2025-12-25
15 | General - Baut | 11 | 0 | 1 | 0 | 10 | 0 | 0 | 9.091% | 9.091% | 0 | 10 | 90.91% | 0 | 0 | 2025-11-25 | 2025-12-25
16 | General - Plumbing | 80 | 0 | 41 | 0 | 34 | 4 | 0 | 51.25% | 51.25% | 0 | 38 | 47.5% | 0 | 0 | 2025-12-25 | 2025-01-26
17 | CLU | [18 empty] | TRUE
18 | Cartoning | [17 empty] | Sudah punya list | TRUE
19 | Labelling | [17 empty] | Sudah punya list | TRUE
20 | Isolator SKAN | [18 empty] | TRUE
21 | HPLC | [17 empty] | Sudah punya list | TRUE
22 | Building | [17 empty] | Sudah punya list | TRUE
23 | AHU | 26 | [16 empty] | Sudah punya list | TRUE
24 | PWG & SKID | [17 empty] | Sudah punya list | TRUE
25 | WFIG WFI SKID | [17 empty] | Sudah punya list | TRUE
26 | PSG | [17 empty] | Sudah punya list | TRUE
28 | Isolator Klenzaid | [18 empty] | FALSE
29 | MS30 | [17 empty] | Sudah punya list | TRUE
| Forklift | 0
| GMP Washer | 0
| Isolator | 0
| N2 Gen | 0
| Piping | 0
PWG
WFI Gen
WI Incubator
WIHC
Workshop
WWTP

## Data PR (hidden)
Uniq Code | PR Number | Line Number | Item Number | Description | Qty | UoM | Curr | Unit Price | Amount | Need By Date | Ship To | User | User Location | CoA | Line Status | Order Number | Creation Date | Approval Date | Deadline
181750042-1 | 181750042 - Approved | 1 | P-15905-00 | Filter Catridge; Type: TefTEC Series; P/N : TefTEC 0.2 - 10 P7S; Lenght : 10 Inch; O-Ring : 226 Fin; ; ; | 1 | Unit | IDR | 3575000 | 3575000 | 2018-03-30 | FIP Engineering | Joko Nugroho | FIP Engineering | FIP-DOM-000-11304-OS00001-INA-000000 | PO Closed | GL1802051 | 2018-02-05 | - | 2018-03-01
181750042-2 | 181750042 - Approved | 2 | P-15904-00 | Filter Catridge; Type : TefTEC Series; P/N : TefTEC 0.2 - 5 P7S; Micron : 0.2 Micron; Lenght : 5 Inc; ; ; | 1 | Unit | IDR | 2850000 | 2850000 | 2018-03-30 | FIP Engineering | Joko Nugroho | FIP Engineering | FIP-DOM-000-11304-OS00001-INA-000000 | PO Closed | GL1802051 | 2018-02-05 | - | 2018-03-01
181750039-5 | 181750039 - Approved | 5 | P-15446-00 | Flowmeter Merk Wiebrock; 60 LPM 0-60 liter/menit; ; ; | 2 | Unit | IDR | 876000 | 1752000 | 2018-02-28 | FIP General | Joko Nugroho | FIP Engineering | FIP-DOM-ENG-51404-0000000-INA-000000 | PO Closed | GL1803032 | 2018-02-08 | - | 2018-03-15
181750039-5 | 181750039 - Approved | 5 | P-15448-00 | Flowmeter Mfg : Dwyer; Type : MMA-5; ; ; | 1 | Unit | IDR | 782000 | 782000 | 2018-02-28 | FIP General | Joko Nugroho | FIP Engineering | FIP-DOM-ENG-51404-0000000-INA-000000 | PO Closed | GL1802043 | 2018-02-08 | - | 2018-04-18
181750039-5 | 181750039 - Approved | 5 | P-15447-00 | Flowmeter Merk Wiebrock; 100 LPM, 0 - 100liter / menit; ; ; | 1 | Unit | IDR | 792000 | 792000 | 2018-02-28 | FIP General | Joko Nugroho | FIP Engineering | FIP-DOM-ENG-51404-0000000-INA-000000 | PO Closed | GL1803052 | 2018-02-08 | - | 2018-04-18
181750039-5 | 181750039 - Approved | 5 | P-15449-00 | Flowmeter Mfg : Dwyer; Type : RMA-1-SSV-ARB; Range : 0.05-0.4 SCFH AIR; ; ; | 1 | Unit | IDR | 1232500 | 1232500 | 2018-02-28 | FIP General | Joko Nugroho | FIP Engineering | FIP-DOM-ENG-51404-0000000-INA-000000 | PO Closed | GL1802043 | 2018-02-08 | - | 2018-04-18
181750039-2 | 181750039 - Approved | 2 | O-15902-00 | Suction Cup capping size 6R; P/N : 011010; ; ; | 12 | Pieces | IDR | 36000 | 432000 | 2018-02-26 | FIP Engineering | Joko Nugroho | FIP Engineering | FIP-DOM-000-11304-OS00001-INA-000000 | PO Closed | GL1802044 | 2018-02-13 | - | 2018-05-07
181750047-3 | 181750047 - Approved | 3 | O-15902-00 | Suction Cup capping size 6R; P/N : 011010; ; ; | 28 | Pieces | IDR | 36000 | 1008000 | 2018-03-12 | FIP Engineering | Joko Nugroho | FIP Engineering | FIP-DOM-000-11304-OS00001-INA-000000 | PO Closed | GL1802044 | 2018-02-13 | - | 2018-05-07
181750054-1 | 181750054 - Approved | 1 | O-14594-00 | Kit, membrane ozone 6510; ; ; | 1 | Unit | IDR | 10323650 | 10323650 | 2018-04-02 | FIP Engineering | Joko Nugroho | FIP Engineering | FIP-DOM-000-11304-OS00001-INA-000000 | PO Closed | GL1802045 | 2018-02-14 | - | 2018-04-19
181750047-3 | 181750047 - Approved | 3 | S-62033-00 | Regulator Hidrogen Yamato; ; ; | 1 | Unit | IDR | 1260000 | 1260000 | 2018-02-28 | FIP General | Joko Nugroho | FIP Engineering | FIP-DOM-ENG-51504-0000000-INA-000000 | PO Closed | GL1806028 | 2018-02-14 | - | 2018-06-29
181750057-2 | 181750057 - Approved | 2 | P-51027-00 | Isolasi Kabel SCOTCH super 33+ size: 19 mmx20x0.177 mm ( vinyl electric tape ) Black 3M | 3 | Pieces | IDR | 47700 | 143100 | 2018-03-12 | FIP Engineering | Joko Nugroho | FIP Engineering | FIP-DOM-000-11304-OS00001-INA-000000 | PO Closed | GL1803022 | 2018-02-15 | - | 2018-03-12
181750057-3 | 181750057 - Approved | 3 | P-53214-00 | Epoxy Adhesive DEXTONE; ; ; | 3 | Pieces | IDR | 13500 | 40500 | 2018-03-12 | FIP Engineering | Joko Nugroho | FIP Engineering | FIP-DOM-000-11304-OS00001-INA-000000 | PO Closed | GL1803022 | 2018-02-15 | - | 2018-03-12
181750057-4 | 181750057 - Approved | 4 | P-12764-00 | Silicone gasket for ferrule dia 1/2inch Taiwan | 6 | Pieces | IDR | 8000 | 48000 | 2018-03-12 | FIP Engineering | Joko Nugroho | FIP Engineering | FIP-DOM-000-11304-OS00001-INA-000000 | PO Closed | GL1803022 | 2018-02-15 | - | 2018-03-12
181750057-5 | 181750057 - Approved | 5 | P-15862-00 | PAPER RECORD YOKOGAWA; FOLDING CHART B9565AW | 13 | Pieces | IDR | 220000 | 2860000 | 2018-03-12 | FIP Engineering | Joko Nugroho | FIP Engineering | FIP-DOM-000-11304-OS00001-INA-000000 | PO Closed | GL1803026 | 2018-02-15 | - | 2018-03-12
181750057-6 | 181750057 - Approved | 6 | P-10945-00 | Insulation - Seal Tape onda | 9 | Pieces | IDR | 4500 | 40500 | 2018-03-12 | FIP Engineering | Joko Nugroho | FIP Engineering | FIP-DOM-000-11304-OS00001-INA-000000 | PO Closed | GL1803022 | 2018-02-15 | - | 2018-03-12
181750057-7 | 181750057 - Approved | 7 | O-15490-00 | B63 Brand : Optibelt / Bando Merah; Optibelt; ; | 2 | Pieces | IDR | 141800 | 283600 | 2018-03-12 | FIP Engineering | Joko Nugroho | FIP Engineering | FIP-DOM-000-11304-OS00001-INA-000000 | PO Closed | GL1803023 | 2018-02-15 | - | 2018-04-02
181750057-8 | 181750057 - Approved | 8 | P-12464-00 | Lem Aibon 1 gal/ kaleng | 1 | Pieces | IDR | 11500 | 11500 | 2018-03-12 | FIP Engineering | Joko Nugroho | FIP Engineering | FIP-DOM-000-11304-OS00001-INA-000000 | PO Closed | GL1803022 | 2018-02-15 | - | 2018-03-12
181750057-9 | 181750057 - Approved | 9 | Q-10234-00 | Silicone Sealant N10 Grey; ; ; | 8 | Pieces | IDR | 45000 | 360000 | 2018-03-12 | FIP Engineering | Joko Nugroho | FIP Engineering | FIP-DOM-000-11304-OS00001-INA-000000 | PO Closed | GL1803022 | 2018-02-15 | - | 2018-03-12
181750058-5 | 181750058 - Approved | 5 | O-15820-00 | MCB Schneider C60H 1 phase 1 pole 2 A 100000A | 2 | Pieces | IDR | 118500 | 237000 | 2018-03-12 | FIP Engineering | Joko Nugroho | FIP Engineering | FIP-DOM-000-11304-OS00001-INA-000000 | PO Closed | GL1715059 | 2018-02-18 | - | 2018-03-15
181750057-10 | 181750057 - Approved | 10 | P-14455-00 | Filter IAF MBV Series (Medium Filter), efficiency : 80-85 %, Size: 24 x 24 x 12 inch; IAF; ; | 6 | Pieces | IDR | 1600000 | 9600000 | 2018-03-19 | FIP Engineering | Joko Nugroho | FIP Engineering | FIP-DOM-000-11304-OS00001-INA-000000 | PO Closed | GL1803025 | 2018-02-20 | - | 2018-03-28
181750057-11 | 181750057 - Approved | 11 | P-14456-00 | Filter IAF MBV Series (Medium Filter), efficiency : 80-85 %, Size: 12 x 24 x 12 inch; IAF; ; | 7 | Pieces | IDR | 540000 | 3780000 | 2018-03-19 | FIP Engineering | Joko Nugroho | FIP Engineering | FIP-DOM-000-11304-OS00001-INA-000000 | PO Closed | GL1803025 | 2018-02-20 | - | 2018-03-28
181750057-12 | 181750057 - Approved | 12 | P-14457-00 | Filter IAF MBV Series (Medium Filter), efficiency : 90-95 %, Size: 24 x 24 x 12 inch; IAF; ; | 8 | Pieces | IDR | 1800000 | 14400000 | 2018-03-19 | FIP Engineering | Joko Nugroho | FIP Engineering | FIP-DOM-000-11304-OS00001-INA-000000 | PO Closed | GL1803025 | 2018-02-20 | - | 2018-03-28
181750057-13 | 181750057 - Approved | 13 | P-14458-00 | Filter IAF MBV Series (Medium Filter), efficiency : 90-95 %, Size: 12 x 24 x 12 inch; IAF; ; | 3 | Pieces | IDR | 1200000 | 3600000 | 2018-03-19 | FIP Engineering | Joko Nugroho | FIP Engineering | FIP-DOM-000-11304-OS00001-INA-000000 | PO Closed | GL1803025 | 2018-02-20 | - | 2018-03-28
181750060-2 | 181750060 - Approved | 2 | O-15918-00 | Fedegari FVA2/A1 - O-RING 15.47x3.53 ; Code : CC150170; ; ; | 5 | Unit | EUR | 3.66 | 18.3 | 2018-05-01 | FIP Engineering | Joko Nugroho | FIP Engineering | FIP-DOM-000-11304-OS00001-INA-000000 | PO Closed | GL1803040 | 2018-02-22 | - | 2018-06-28
181750060-3 | 181750060 - Approved | 3 | O-15917-00 | Fedegari FVA2/A1 - CENTERING RING DN16 CLAMP; Code : PP100907; ; ; | 5 | Unit | EUR | 6.58 | 32.9 | 2018-05-01 | FIP Engineering | Joko Nugroho | FIP Engineering | FIP-DOM-000-11304-OS00001-INA-000000 | PO Closed | GL1803040 | 2018-02-22 | - | 2018-06-28
181750060-4 | 181750060 - Approved | 4 | O-15916-00 | Fedegari FVA2/A1 - CLAMP DN10 1/2" (MICROCASTED); Code : GM100017; ; ; | 2 | Unit | EUR | 37.28 | 74.56 | 2018-05-01 | FIP Engineering | Joko Nugroho | FIP Engineering | FIP-DOM-000-11304-OS00001-INA-000000 | PO Closed | GL1803040 | 2018-02-22 | - | 2018-06-28
181750060-5 | 181750060 - Approved | 5 | O-15915-00 | Fedegari FVA2/A1 - DN16 ASTM CAP; Code : PM102747; ; ; | 1 | Unit | EUR | 31.43 | 31.43 | 2018-05-01 | FIP Engineering | Joko Nugroho | FIP Engineering | FIP-DOM-000-11304-OS00001-INA-000000 | PO Closed | GL1803040 | 2018-02-22 | - | 2018-06-28
181750060-6 | 181750060 - Approved | 6 | O-15914-00 | Fedegari FVA2/A1 - O-RING 34.52x3.53; Code : CC150171; ; ; | 5 | Unit | EUR | 2.92 | 14.6 | 2018-05-01 | FIP Engineering | Joko Nugroho | FIP Engineering | FIP-DOM-000-11304-OS00001-INA-000000 | PO Closed | GL1803040 | 2018-02-22 | - | 2018-06-28
181750060-7 | 181750060 - Approved | 7 | O-15913-00 | Fedegari FVA2/A1 - CENTERING RING DN35 CLAMP; Code : PP100897; ; ; | 5 | Unit | EUR | 9.5 | 47.5 | 2018-05-01 | FIP Engineering | Joko Nugroho | FIP Engineering | FIP-DOM-000-11304-OS00001-INA-000000 | PO Closed | GL1803040 | 2018-02-22 | - | 2018-06-28
181750060-8 | 181750060 - Approved | 8 | O-15912-00 | Fedegari FVA2/A1 - CLAMP DN34-DN35 (MICROCASTED); Code : GM100094; ; ; | 2 | Unit | EUR | 52.63 | 105.26 | 2018-05-01 | FIP Engineering | Joko Nugroho | FIP Engineering | FIP-DOM-000-11304-OS00001-INA-000000 | PO Closed | GL1803040 | 2018-02-22 | - | 2018-06-28
181750060-9 | 181750060 - Approved | 9 | O-15911-00 | Fedegari FVA2/A1 - TAPPO DN35 ASTM; Code : PM102749; ; ; | 1 | Unit | EUR | 43.13 | 43.13 | 2018-05-01 | FIP Engineering | Joko Nugroho | FIP Engineering | FIP-DOM-000-11304-OS00001-INA-000000 | PO Closed | GL1803040 | 2018-02-22 | - | 2018-06-28
181750059-3 | 181750059 - Approved | 3 | O-15920-00 | Digital Event I/O module PUM-E, model PUM ERYY1-0B072; ; ; | 1 | Unit | USD | 751 | 751 | 2018-04-02 | FIP Engineering | Joko Nugroho | FIP Engineering | FIP-DOM-000-11304-OS00001-INA-000000 | PO Closed | GL1803028 | 2018-02-22 | - | 2018-05-11
181750059-4 | 181750059 - Approved | 4 | O-15919-00 | Temperature control Module PUM-A, MODEL PUMATCC1-0BY71; ; ; | 2 | Unit | USD | 751 | 1502 | 2018-04-02 | FIP Engineering | Joko Nugroho | FIP Engineering | FIP-DOM-000-11304-OS00001-INA-000000 | PO Closed | GL1803028 | 2018-02-22 | - | 2018-05-11
181750058-6 | 181750058 - Approved | 6 | P-15943-00 | Blind Ferrule SUS304 1/2"; ; ; | 8 | Pieces | IDR | 150000 | 1200000 | 2018-03-12 | FIP General | Joko Nugroho | FIP Engineering | FIP-DOM-ENG-51404-0000000-INA-000000 | PO Closed | GL1803027 | 2018-02-22 | - | 2018-03-15
181750058-6 | 181750058 - Approved | 6 | P-15944-00 | Sealing belt (nillon) 1.5 cm x 77cm; ; ; | 3 | Pieces | IDR | 30000 | 90000 | 2018-03-12 | FIP General | Joko Nugroho | FIP Engineering | FIP-DOM-ENG-51404-0000000-INA-000000 | PO Closed | GL1803023 | 2018-02-22 | - | 2018-04-02
181750058-6 | 181750058 - Approved | 6 | P-15942-00 | Blind Ferrule SUS304 1.0"; ; ; | 4 | Pieces | IDR | 225000 | 900000 | 2018-03-12 | FIP General | Joko Nugroho | FIP Engineering | FIP-DOM-ENG-51404-0000000-INA-000000 | PO Closed | GL1803027 | 2018-02-22 | - | 2018-03-15
181750058-6 | 181750058 - Approved | 6 | P-15945-00 | WEDGE BELT OPTIBELT SPA 2082; ; ; | 2 | Unit | IDR | 106000 | 212000 | 2018-03-12 | FIP Engineering | Joko Nugroho | FIP Engineering | FIP-DOM-000-11304-OS00001-INA-000000 | PO Closed | GL1803024 | 2018-02-22 | - | 2018-03-12
181750062-1 | 181750062 - Approved | 1 | S-20016-00 | Sarung tangan bahan kain; ; ; | 2 | Pack | IDR | 42000 | 84000 | 2018-03-12 | FIP General | Joko Nugroho | FIP Engineering | FIP-DOM-ENG-51202-0000000-INA-000000 | PO Closed | GL1803044 | 2018-02-23 | - | 2018-03-19
181750059-3 | 181750059 - Approved | 3 | S-60002-00 | FREIGHT CHARGES | 1 | Lot | USD | 200 | 200 | 2018-04-02 | FIP General | Joko Nugroho | FIP Engineering | FIP-DOM-ENG-51508-0000000-INA-000000 | PO Closed | GL1803028 | 2018-02-23 | - | 2018-05-11
181750063-1 | 181750063 - Approved | 1 | S-60002-00 | Remote Service assistance; 4 hours connection package + SW Engineer preparation | 1 | Lot | EUR | 1400 | 1400 | 2018-03-09 | FIP General | Iman Dwinanto | FIP Engineering | FIP-DOM-ENG-51508-0000000-INA-000000 | PO Closed | GL1802054 | 2018-02-25 | - | 2018-03-30
181750064-1 | 181750064 - Approved | 1 | S-60002-00 | Parts untuk perbaikan isolator Skan; Pneum Gasket for SKAN P/N : 1015746 | 1 | Lot | IDR | 26120000 | 26120000 | 2018-05-14 | FIP General | Iman Dwinanto | FIP Engineering | FIP-DOM-ENG-51508-0000000-INA-000000 | PO Closed | GL1803029 | 2018-02-27 | - | 2018-04-20
181750060-12 | 181750060 - Approved | 12 | P-15429-00 | Fedegari FVA2/A1 S/N : NB2964AT - Cover Seal FVM-A/2 FOB2 (Code: PP600265); ; ; | 2 | Unit | EUR | 182.02 | 364.04 | 2018-05-01 | FIP Engineering | Joko Nugroho | FIP Engineering | FIP-DOM-000-11304-OS00001-INA-000000 | PO Closed | GL1803040 | 2018-02-27 | - | 2018-06-28
181750062-3 | 181750062 - Approved | 3 | O-51000-00 | Colamark - Print Head for Part TTO Domino p/n EPP001359 SP; ; ; | 1 | Pieces | IDR | 10824000 | 10824000 | 2018-03-09 | FIP General | Joko Nugroho | FIP Engineering | FIP-DOM-ENG-51504-0000000-INA-000000 | PO Closed | GL1803053 | 2018-02-28 | - | 2018-04-05
181750073-1 | 181750073 - Approved | 1 | O-14621-00 | Coil U2 11W 24VDC; Univer; c/n 5233; | 2 | Unit | EUR | 26 | 52 | 2018-05-14 | FIP Engineering | Joko Nugroho | FIP Engineering | FIP-DOM-000-11304-OS00001-INA-000000 | PO Closed | GL1804055 | 2018-03-02 | - | 2018-09-04
181750073-3 | 181750073 - Approved | 3 | S-60002-00 | Instrument Calibration Certificate | 6 | Lot | EUR | 26 | 156 | 2018-05-14 | FIP General | Joko Nugroho | FIP Engineering | FIP-DOM-ENG-51508-0000000-INA-000000 | PO Closed | GL1804055 | 2018-03-02 | - | 2018-09-04
181750073-4 | 181750073 - Approved | 4 | O-14618-00 | Pneumatic pincher silicone cover sleeve; ; c/n 15927; | 10 | Unit | EUR | 66 | 660 | 2018-05-14 | FIP Engineering | Joko Nugroho | FIP Engineering | FIP-DOM-000-11304-OS00001-INA-000000 | PO Closed | GL1804055 | 2018-03-02 | - | 2018-09-04
181750073-5 | 181750073 - Approved | 5 | O-14617-00 | Solenoid valve 2/2 ways NC 4,5mm; ; c/n 28582; | 4 | Unit | EUR | 88 | 352 | 2018-05-14 | FIP Engineering | Joko Nugroho | FIP Engineering | FIP-DOM-000-11304-OS00001-INA-000000 | PO Closed | GL1804055 | 2018-03-02 | - | 2018-09-04
181750073-6 | 181750073 - Approved | 6 | O-15905-00 | Temperature probe model PT100; single element, 3 wires diameter 3mm, length 250mm, Total silicone ca; ; ; | 1 | Unit | EUR | 296 | 296 | 2018-05-14 | FIP Engineering | Joko Nugroho | FIP Engineering | FIP-DOM-000-11304-OS00001-INA-000000 | PO Closed | GL1804055 | 2018-03-02 | - | 2018-09-04
181750073-7 | 181750073 - Approved | 7 | S-60002-00 | Packaging | 1 | Lot | EUR | 85 | 85 | 2018-05-14 | FIP General | Joko Nugroho | FIP Engineering | FIP-DOM-ENG-51508-0000000-INA-000000 | PO Closed | GL1804055 | 2018-03-02 | - | 2018-09-04
181750075-4 | 181750075 - Approved | 4 | S-60002-00 | Ferrule Set; Gasket, Clamp Set; Mat SUS 304 dia 1" | 1 | Lot | IDR | 377000 | 377000 | 2018-03-23 | FIP General | Joko Nugroho | FIP Engineering | FIP-DOM-ENG-51508-0000000-INA-000000 | PO Closed | GL1804002 | 2018-03-04 | - | 2018-04-26
181750075-5 | 181750075 - Approved | 5 | S-60002-00 | Elbow SCH 1" 304 SUS | 1 | Lot | IDR | 65000 | 65000 | 2018-03-23 | FIP General | Joko Nugroho | FIP Engineering | FIP-DOM-ENG-51508-0000000-INA-000000 | PO Closed | GL1804002 | 2018-03-04 | - | 2018-04-26
181750074-1 | 181750074 - Approved | 1 | S-60002-00 | Material Workshop; Hollow SUS 304 30x30x2.0 mm | 4 | Lot | IDR | 925000 | 3700000 | 2018-03-23 | FIP General | Joko Nugroho | FIP Engineering | FIP-DOM-ENG-51508-0000000-INA-000000 | PO Closed | GL1804002 | 2018-03-04 | - | 2018-04-26
181750074-2 | 181750074 - Approved | 2 | S-60002-00 | Material Workshop; Leveling Feet Rubber (Foot Adjuster) M12 SUS 304 | 8 | Lot | IDR | 175000 | 1400000 | 2018-03-23 | FIP General | Joko Nugroho | FIP Engineering | FIP-DOM-ENG-51508-0000000-INA-000000 | PO Closed | GL1804002 | 2018-03-04 | - | 2018-04-26
181750074-3 | 181750074 - Approved | 3 | S-60002-00 | Material Workshop; Ring Dop Pipa 1" SUS 304 | 4 | Lot | IDR | 25000 | 100000 | 2018-03-23 | FIP General | Joko Nugroho | FIP Engineering | FIP-DOM-ENG-51508-0000000-INA-000000 | PO Closed | GL1804002 | 2018-03-04 | - | 2018-04-26
181750074-4 | 181750074 - Approved | 4 | S-60002-00 | Material Workshop; Ferrule SUS 304 1" | 2 | Lot | IDR | 375000 | 750000 | 2018-03-23 | FIP General | Joko Nugroho | FIP Engineering | FIP-DOM-ENG-51508-0000000-INA-000000 | PO Closed | GL1804002 | 2018-03-04 | - | 2018-04-26
181750074-5 | 181750074 - Approved | 5 | S-60002-00 | Material Workshop; Elbow SCH SUS 304 1" | 4 | Lot | IDR | 75000 | 300000 | 2018-03-23 | FIP General | Joko Nugroho | FIP Engineering | FIP-DOM-ENG-51508-0000000-INA-000000 | PO Closed | GL1804002 | 2018-03-04 | - | 2018-04-26
181750074-6 | 181750074 - Approved | 6 | S-60002-00 | Material for Pemasangan RH controller di API room; Junction box ; 120x120x100mm | 3 | Lot | IDR | 450000 | 1350000 | 2018-03-23 | FIP General | Joko Nugroho | FIP Engineering | FIP-DOM-ENG-51508-0000000-INA-000000 | PO Closed | GL1804001 | 2018-03-04 | - | 2018-04-05
181750077-1 | 181750077 - Approved | 1 | S-11614-00 | Jerigen Putih 5 L | 3 | Pieces | IDR | 15000 | 45000 | 2018-03-30 | FIP General | Joko Nugroho | FIP Engineering | FIP-DOM-ENG-51302-0000000-INA-000000 | PO Closed | GL1803008 | 2018-03-05 | - | 2018-04-06
181750077-2 | 181750077 - Approved | 2 | S-60002-00 | Karton A3 | 2 | Lot | IDR | 2500 | 5000 | 2018-03-30 | FIP General | Joko Nugroho | FIP Engineering | FIP-DOM-ENG-51508-0000000-INA-000000 | PO Closed | GL1804003 | 2018-03-05 | - | 2018-04-05
181750077-5 | 181750077 - Approved | 5 | S-60002-00 | Neeple BPC 4 MS | 2 | Lot | IDR | 15000 | 30000 | 2018-03-30 | FIP General | Joko Nugroho | FIP Engineering | FIP-DOM-ENG-51508-0000000-INA-000000 | PO Closed | GL1804003 | 2018-03-05 | - | 2018-04-05
181750077-6 | 181750077 - Approved | 6 | S-60002-00 | Neeple Selang | 1 | Lot | IDR | 12000 | 12000 | 2018-03-30 | FIP General | Joko Nugroho | FIP Engineering | FIP-DOM-ENG-51508-0000000-INA-000000 | PO Closed | GL1804003 | 2018-03-05 | - | 2018-04-05
181750077-7 | 181750077 - Approved | 7 | S-60002-00 | Klem Slang | 1 | Lot | IDR | 3000 | 3000 | 2018-03-30 | FIP General | Joko Nugroho | FIP Engineering | FIP-DOM-ENG-51508-0000000-INA-000000 | PO Closed | GL1804003 | 2018-03-05 | - | 2018-04-05
181750077-8 | 181750077 - Approved | 8 | S-60002-00 | BL 2.5 x 15 | 10 | Lot | IDR | 2500 | 25000 | 2018-03-30 | FIP General | Joko Nugroho | FIP Engineering | FIP-DOM-ENG-51508-0000000-INA-000000 | PO Closed | GL1804003 | 2018-03-05 | - | 2018-04-05
181750077-9 | 181750077 - Approved | 9 | S-60002-00 | Testpen; ; ; | 2 | Lot | IDR | 8500 | 17000 | 2018-03-30 | FIP General | Joko Nugroho | FIP Engineering | FIP-DOM-ENG-51508-0000000-INA-000000 | PO Closed | GL1804003 | 2018-03-05 | - | 2018-04-05
181750081-1 | 181750081 - Approved | 1 | S-60002-00 | Pekerjaan Persiapan; Preliminaries, Mob & Demob dll | 1 | Lot | IDR | 1000000 | 1000000 | 2018-04-02 | FIP General | Joko Nugroho | FIP Engineering | FIP-DOM-ENG-51508-0000000-INA-000000 | PO Closed | GL1804005 | 2018-03-07 | - | 2018-05-07
181750081-2 | 181750081 - Approved | 2 | S-60002-00 | Pekerjaan Lantai; Injeksi Epoxy; | 65 | Lot | IDR | 125000 | 8125000 | 2018-04-02 | FIP General | Joko Nugroho | FIP Engineering | FIP-DOM-ENG-51508-0000000-INA-000000 | PO Closed | GL1804005 | 2018-03-07 | - | 2018-05-07
181750080-1 | 181750080 - Approved | 1 | S-60002-00 | Mesin Cutting 14" Type : GCO200 Bosch | 1 | Lot | IDR | 2150000 | 2150000 | 2018-03-21 | FIP General | Joko Nugroho | FIP Engineering | FIP-DOM-ENG-51508-0000000-INA-000000 | PO Closed | GL1804001 | 2018-03-07 | - | 2018-04-05
181750080-2 | 181750080 - Approved | 2 | S-60002-00 | Mata Cutting 14" Makita | 2 | Lot | IDR | 63000 | 126000 | 2018-03-21 | FIP General | Joko Nugroho | FIP Engineering | FIP-DOM-ENG-51508-0000000-INA-000000 | PO Closed | GL1804001 | 2018-03-07 | - | 2018-04-05
181750080-3 | 181750080 - Approved | 3 | S-60002-00 | Penggaris Siku 10x30 cm | 1 | Lot | IDR | 25000 | 25000 | 2018-03-21 | FIP General | Joko Nugroho | FIP Engineering | FIP-DOM-ENG-51508-0000000-INA-000000 | PO Closed | GL1804001 | 2018-03-07 | - | 2018-04-05
181750080-4 | 181750080 - Approved | 4 | S-60002-00 | Pin Punch Set Lipro | 1 | Lot | IDR | 325000 | 325000 | 2018-03-21 | FIP General | Joko Nugroho | FIP Engineering | FIP-DOM-ENG-51508-0000000-INA-000000 | PO Closed | GL1804019 | 2018-03-07 | - | 2018-04-26
181750075-3 | 181750075 - Approved | 3 | S-60002-00 | Material For HUBBER MIXING; PIPA SCH 10 SUS304 1/4" | 1 | Lot | IDR | 850000 | 850000 | 2018-03-23 | FIP General | Joko Nugroho | FIP Engineering | FIP-DOM-ENG-51508-0000000-INA-000000 | PO Closed | GL1804002 | 2018-03-07 | - | 2018-04-26
181750075-4 | 181750075 - Approved | 4 | S-60002-00 | Material For HUBBER MIXING; Elbow Type Weld SUS304 1/4" | 6 | Lot | IDR | 62500 | 375000 | 2018-03-23 | FIP General | Joko Nugroho | FIP Engineering | FIP-DOM-ENG-51508-0000000-INA-000000 | PO Closed | GL1804002 | 2018-03-07 | - | 2018-04-26
181750075-5 | 181750075 - Approved | 5 | S-60002-00 | Material For HUBBER MIXING; Ferrule Conection SS304 1/2" | 1 | Lot | IDR | 325000 | 325000 | 2018-03-23 | FIP General | Joko Nugroho | FIP Engineering | FIP-DOM-ENG-51508-0000000-INA-000000 | PO Closed | GL1804002 | 2018-03-07 | - | 2018-04-26
181750075-6 | 181750075 - Approved | 6 | S-60002-00 | Material For Drain WFI MIXING; Gate Valve SS304 1.0" | 1 | Lot | IDR | 650000 | 650000 | 2018-03-23 | FIP General | Joko Nugroho | FIP Engineering | FIP-DOM-ENG-51508-0000000-INA-000000 | PO Closed | GL1804002 | 2018-03-07 | - | 2018-04-26
181750075-7 | 181750075 - Approved | 7 | S-60002-00 | Material For Drain WFI MIXING; Ferrule Conection SS304 1.0" | 1 | Lot | IDR | 375000 | 375000 | 2018-03-23 | FIP General | Joko Nugroho | FIP Engineering | FIP-DOM-ENG-51508-0000000-INA-000000 | PO Closed | GL1804002 | 2018-03-07 | - | 2018-04-26
181750075-8 | 181750075 - Approved | 8 | S-60002-00 | Material For Drain WFI MIXING; Treading Pipe SS304 1.0" | 1 | Lot | IDR | 55000 | 55000 | 2018-03-23 | FIP General | Joko Nugroho | FIP Engineering | FIP-DOM-ENG-51508-0000000-INA-000000 | PO Closed | GL1804002 | 2018-03-07 | - | 2018-04-26
181750077-10 | 181750077 - Approved | 10 | S-60002-00 | Tespen | 2 | Lot | IDR | 10000 | 20000 | 2018-03-30 | FIP General | Joko Nugroho | FIP Engineering | FIP-DOM-ENG-51508-0000000-INA-000000 | PO Closed | GL1804003 | 2018-03-15 | - | 2018-04-05
181750077-11 | 181750077 - Approved | 11 | S-60002-00 | Nepple 6mm | 1 | Lot | IDR | 20000 | 20000 | 2018-03-30 | FIP General | Joko Nugroho | FIP Engineering | FIP-DOM-ENG-51508-0000000-INA-000000 | PO Closed | GL1804003 | 2018-03-15 | - | 2018-04-05
181750094-1 | 181750094 - Approved | 1 | S-60002-00 | Perbaikan Roll O-Pack QA; Rantai KBU 32 Mata; Garansi 6 Bulan | 1 | Lot | IDR | 315000 | 315000 | 2018-03-23 | FIP General | Joko Nugroho | FIP Engineering | FIP-DOM-ENG-51508-0000000-INA-000000 | PO Closed | GL1804004 | 2018-03-16 | - | 2018-05-07
181750097-1 | 181750097 - Approved | 1 | S-62032-00 | Refill Argon HP; Gas Content : 1,5 M3 ; Gas Purrity : 99,995%; Filling Pressure : 150 Bar; ; ; | 1 | Tube | IDR | 235000 | 235000 | 2018-03-30 | FIP General | Joko Nugroho | FIP Engineering | FIP-DOM-ENG-51404-0000000-INA-000000 | PO Closed | GL1803050 | 2018-03-20 | - | 2018-04-02
181750100-1 | 181750100 - Approved | 1 | P-51560-00 | Lampu T5 28watt Putih; Phillips; ; | 20 | Pieces | IDR | 36000 | 720000 | 2018-04-02 | FIP Engineering | Joko Nugroho | FIP Engineering | FIP-DOM-000-11304-OS00001-INA-000000 | PO Closed | GL1804001 | 2018-03-21 | - | 2018-04-05
181750100-2 | 181750100 - Approved | 2 | P-51559-00 | Lampu T5 14watt Putih; Phillips; ; | 20 | Pack | IDR | 29700 | 594000 | 2018-04-02 | FIP Engineering | Joko Nugroho | FIP Engineering | FIP-DOM-000-11304-OS00001-INA-000000 | PO Closed | GL1804001 | 2018-03-21 | - | 2018-04-05
181750100-3 | 181750100 - Approved | 3 | P-53211-00 | LOCTITE High Temperature @ 50 ml; ; ; | 2 | Pieces | IDR | 280000 | 560000 | 2018-04-02 | FIP Engineering | Joko Nugroho | FIP Engineering | FIP-DOM-000-11304-OS00001-INA-000000 | PO Closed | GL1804001 | 2018-03-21 | - | 2018-04-05
181750100-4 | 181750100 - Approved | 4 | O-15718-00 | SYNTHETIC FOOD GRADE, CRC, NSF H1 | 2 | Pieces | IDR | 243000 | 486000 | 2018-04-02 | FIP Engineering | Joko Nugroho | FIP Engineering | FIP-DOM-000-11304-OS00001-INA-000000 | PO Closed | GL1804001 | 2018-03-21 | - | 2018-04-05
181750100-5 | 181750100 - Approved | 5 | O-15931-00 | Double Tape 3M 1" Merah; ; ; | 10 | Pieces | IDR | 112500 | 1125000 | 2018-04-02 | FIP Engineering | Joko Nugroho | FIP Engineering | FIP-DOM-000-11304-OS00001-INA-000000 | PO Closed | GL1804001 | 2018-03-21 | - | 2018-04-05
181750099-1 | 181750099 - Approved | 1 | S-40530-00 | Acrylic Box; Brochure Holder A4 Potrait; ( Dengan Tutup ); Bahan Acryic Clear 4mm | 4 | Pieces | IDR | 154000 | 616000 | 2018-04-02 | FIP General | Joko Nugroho | FIP Engineering | FIP-DOM-ENG-51404-0000000-INA-000000 | PO Closed | GL1804032 | 2018-03-21 | - | 2018-05-03
181750099-2 | 181750099 - Approved | 2 | S-40530-00 | Acrylic Box;Brochure Holder A4 Potrait; Bahan Acrylic Clear 4mm | 5 | Pieces | IDR | 134000 | 670000 | 2018-04-02 | FIP General | Joko Nugroho | FIP Engineering | FIP-DOM-ENG-51404-0000000-INA-000000 | PO Closed | GL1804032 | 2018-03-21 | - | 2018-05-03
181750103-1 | 181750103 - Approved | 1 | S-60002-00 | PERGANTIAN KABLE DISPALY V2K | 1 | Lot | IDR | 2889000 | 2889000 | 2018-04-27 | FIP General | Joko Nugroho | FIP Engineering | FIP-DOM-ENG-51508-0000000-INA-000000 | PO Closed | GL1804006 | 2018-03-23 | - | 2018-07-06
181750103-2 | 181750103 - Approved | 2 | S-60002-00 | PERGANTIAN BATRAI V2K | 1 | Lot | IDR | 14445000 | 14445000 | 2018-04-27 | FIP General | Joko Nugroho | FIP Engineering | FIP-DOM-ENG-51508-0000000-INA-000000 | PO Closed | GL1804006 | 2018-03-23 | - | 2018-07-06
181750101-1 | 181750101 - Approved | 1 | S-60002-00 | Steam Trap Survey | 1 | Lot | IDR | 6000000 | 6000000 | 2018-04-09 | FIP General | Joko Nugroho | FIP Engineering | FIP-DOM-ENG-51508-0000000-INA-000000 | PO Closed | GL1804027 | 2018-03-23 | - | 2018-06-05
181750078-3 | 181750078 - Approved | 3 | O-51813-00 | Digital Timer Switch Simplexa 601 Theben Germany; ; ; | 1 | Unit | IDR | 1200000 | 1200000 | 2018-05-25 | FIP Engineering | Joko Nugroho | FIP Engineering | FIP-DOM-000-11304-OS00001-INA-000000 | PO Closed | GL1805036 | 2018-03-26 | - | 2018-07-31
181750073-18 | 181750073 - Approved | 18 | O-51818-00 | RTD - Single Element. Built according to directive 94/9/CE ATEX II 2GD Ex d IIC T6; Temperature Rang; ; ; | 1 | Unit | EUR | 426 | 426 | 2018-05-14 | FIP Engineering | Joko Nugroho | FIP Engineering | FIP-DOM-000-11304-OS00001-INA-000000 | PO Closed | GL1804055 | 2018-03-26 | - | 2018-09-04
181750073-18 | 181750073 - Approved | 18 | O-16007-00 | Silicone Sucker 01.10.10; P/N : 201119; ; ; | 30 | Unit | EUR | 4 | 120 | 2018-05-14 | FIP Engineering | Joko Nugroho | FIP Engineering | FIP-DOM-000-11304-OS00001-INA-000000 | PO Closed | GL1804055 | 2018-03-26 | - | 2018-09-04
181750073-18 | 181750073 - Approved | 18 | O-51822-00 | Temperature probe model PT100 double element; double elements, 6 wires,diameter 3mm, length 350mm. M; ; ; | 1 | Unit | EUR | 324 | 324 | 2018-05-14 | FIP Engineering | Joko Nugroho | FIP Engineering | FIP-DOM-000-11304-OS00001-INA-000000 | PO Closed | GL1804055 | 2018-03-26 | - | 2018-09-04
181750073-18 | 181750073 - Approved | 18 | O-51814-00 | Cable gland for temperature probe with D15mm; 64940; ; ; | 1 | Unit | EUR | 110 | 110 | 2018-05-14 | FIP Engineering | Joko Nugroho | FIP Engineering | FIP-DOM-000-11304-OS00001-INA-000000 | PO Closed | GL1804055 | 2018-03-26 | - | 2018-09-04
181750073-18 | 181750073 - Approved | 18 | O-51817-00 | Temperature probe model PT100; double elements, 6 wires,diameter 3mm, length 100mm.Total silicone ca; ; ; | 1 | Unit | EUR | 302 | 302 | 2018-05-14 | FIP Engineering | Joko Nugroho | FIP Engineering | FIP-DOM-000-11304-OS00001-INA-000000 | PO Closed | GL1804055 | 2018-03-26 | - | 2018-09-04
181750105-1 | 181750105 - Approved | 1 | S-20016-00 | Sarung tangan bahan kain; ; ; | 2 | Pack | IDR | 42000 | 84000 | 2018-04-09 | FIP General | Joko Nugroho | FIP Engineering | FIP-DOM-ENG-51202-0000000-INA-000000 | PO Closed | GL1804009 | 2018-03-27 | - | 2018-04-13
181750105-2 | 181750105 - Approved | 2 | S-12006-00 | Majun | 10 | Kilogram | IDR | 33000 | 330000 | 2018-04-09 | FIP General | Joko Nugroho | FIP Engineering | FIP-DOM-ENG-51302-0000000-INA-000000 | PO Closed | GL1804008 | 2018-03-27 | - | 2018-04-20
181750093-3 | 181750093 - Approved | 3 | P-14877-00 | Kabel NYYHY 3x2,5mm; ; ; | 100 | Meter | IDR | 15500 | 1550000 | 2018-05-04 | FIP General | Joko Nugroho | FIP Engineering | FIP-DOM-ENG-51504-0000000-INA-000000 | PO Closed | GL1804047 | 2018-04-02 | - | 2018-05-03
181750092-5 | 181750092 - Approved | 5 | O-16006-00 | Pressure Gauge; BRO THOTERM; SF 250, Range 0 - 6 bar, Dial Size 63 mm, Accuracy 1.6, Connection size; ; ; | 2 | Unit | IDR | 450000 | 900000 | 2018-04-27 | FIP Engineering | Joko Nugroho | FIP Engineering | FIP-DOM-000-11304-OS00001-INA-000000 | PO Closed | GL1804047 | 2018-04-02 | - | 2018-05-03
181750092-5 | 181750092 - Approved | 5 | Q-10460-00 | Magnetic door stopper; Dekson; Part No. MDS 889 SN; | 15 | Pieces | IDR | 54000 | 810000 | 2018-04-27 | FIP General | Joko Nugroho | FIP Engineering | FIP-DOM-ENG-51502-0000000-INA-000000 | PO Closed | GL1804047 | 2018-04-02 | - | 2018-05-03
181750122-1 | 181750122 - Approved | 1 | R-62025-00 | UPS Eaton 5e650Va/ 360Watt | 1 | Unit | IDR | 890000 | 890000 | 2018-05-04 | FIP General | Joko Nugroho | FIP Engineering | FIP-DOM-ENG-13408-ITNB185-INA-000000 | PO Closed | GL1804057 | 2018-04-04 | - | 2018-05-18
181750122-2 | 181750122 - Approved | 2 | R-62025-00 | UPS Eaton 5E1100iUSB, 1100VA/660W | 1 | Unit | IDR | 1900000 | 1900000 | 2018-05-04 | FIP General | Joko Nugroho | FIP Engineering | FIP-DOM-ENG-13408-ITNB187-INA-000000 | PO Closed | GL1804057 | 2018-04-04 | - | 2018-05-18
181750120-2 | 181750120 - Approved | 2 | P-15433-00 | Fitting KQ2E06-00A; ; ; | 4 | Pieces | IDR | 48000 | 192000 | 2018-04-27 | FIP Engineering | Joko Nugroho | FIP Engineering | FIP-DOM-000-11304-OS00001-INA-000000 | PO Closed | GL1804052 | 2018-04-04 | - | 2018-05-04
181750125-2 | 181750125 - Approved | 2 | P-13370-00 | Pulser SCR Heater Contoller; Regin; ; | 2 | Unit | IDR | 2887500 | 5775000 | 2018-04-27 | FIP Engineering | Joko Nugroho | FIP Engineering | FIP-DOM-000-11304-OS00001-INA-000000 | PO Closed | GL1804030 | 2018-04-05 | - | 2018-06-08
181750124-1 | 181750124 - Approved | 1 | S-60002-00 | Material Penggantian Heating Coil AHU D1 3 | 1 | Lot | IDR | 32000000 | 32000000 | 2018-05-14 | FIP General | Joko Nugroho | FIP Engineering | FIP-DOM-ENG-51508-0000000-INA-000000 | PO Closed | GL1804031 | 2018-04-05 | - | 2018-06-07
181750124-2 | 181750124 - Approved | 2 | S-60002-00 | Bongkar dan Pasang Penggantian Heating Coil AHU D1 3 | 1 | Lot | IDR | 3000000 | 3000000 | 2018-05-14 | FIP General | Joko Nugroho | FIP Engineering | FIP-DOM-ENG-51508-0000000-INA-000000 | PO Closed | GL1804031 | 2018-04-05 | - | 2018-06-07
181750126-3 | 181750126 - Approved | 3 | S-60002-00 | Perbaikan kebocoran freon freeze dryer; jasa kerja dan peralatan; test press | 1 | Lot | IDR | 255000 | 255000 | 2018-04-20 | FIP General | Joko Nugroho | FIP Engineering | FIP-DOM-ENG-51508-0000000-INA-000000 | PO Closed | GL1804028 | 2018-04-06 | - | 2018-05-07
181750126-4 | 181750126 - Approved | 4 | S-60002-00 | Perbaikan kebocoran freon freeze dryer; jasa kerja dan peralatan; perbaikan kebocoran; vakum; test comisioning | 1 | Lot | IDR | 8500000 | 8500000 | 2018-04-20 | FIP General | Joko Nugroho | FIP Engineering | FIP-DOM-ENG-51508-0000000-INA-000000 | PO Closed | GL1804028 | 2018-04-06 | - | 2018-05-07
181750127-1 | 181750127 - Approved | 1 | T-20123-00 | Acquity PDA/TUV 2489/2998 Perf Main Kit (lampu HPLC); Waters; P/N 201000281; 1 pc | 2 | Pieces | IDR | 11682400 | 23364800 | 2018-04-27 | FIP General | Joko Nugroho | FIP Engineering | FIP-DOM-ENG-51505-0000000-INA-000000 | PO Closed | GL1804045 | 2018-04-10 | - | 2018-05-01
181750121-4 | 181750121 - Approved | 4 | O-16030-00 | 001292; Item Type : Dry box; 97800 Y 8.5 E4 5; Material : CSM; Shape : 97; Size : 8.5; Thickness (mm; ; ; | 2 | Unit | EUR | 120 | 240 | 2018-05-02 | FIP Engineering | Joko Nugroho | FIP Engineering | FIP-DOM-000-11304-OS00001-INA-000000 | PO Closed | GL1804041 | 2018-04-10 | - | 2018-11-09
181750121-4 | 181750121 - Approved | 4 | O-16032-00 | Sleeves M200/90 Y 550 E4 Bt5/5 BJ;001643;Material : CSM; Shape : 200/90; Thickness (mm) : 4/10; Leng; ; ; | 10 | Unit | EUR | 148.58 | 1485.8 | 2018-05-02 | FIP Engineering | Joko Nugroho | FIP Engineering | FIP-DOM-000-11304-OS00001-INA-000000 | PO Closed | GL1804041 | 2018-04-10 | - | 2018-11-09
181750121-4 | 181750121 - Approved | 4 | O-16033-00 | Isolator Gloves E10330 Y 7 E4 4; 000156; Material : CSM; Shape : E10; Size : 7; Thickness (mm) : 4/1; ; ; | 10 | Unit | EUR | 38.04 | 380.4 | 2018-05-02 | FIP Engineering | Joko Nugroho | FIP Engineering | FIP-DOM-000-11304-OS00001-INA-000000 | PO Closed | GL1804041 | 2018-04-10 | - | 2018-11-09
181750130-3 | 181750130 - Approved | 3 | P-53261-00 | Junction Box uk 30x40x20cm; ; ; | 1 | Pieces | IDR | 247500 | 247500 | 2018-04-24 | FIP General | Joko Nugroho | FIP Engineering | FIP-DOM-ENG-51404-0000000-INA-000000 | PO Closed | GL1804047 | 2018-04-11 | - | 2018-05-03
181750130-7 | 181750130 - Approved | 7 | P-14877-00 | Kabel NYYHY 3x2,5mm; ; ; | 100 | Meter | IDR | 15500 | 1550000 | 2018-04-24 | FIP General | Joko Nugroho | FIP Engineering | FIP-DOM-ENG-51504-0000000-INA-000000 | PO Closed | GL1804047 | 2018-04-11 | - | 2018-05-03
181750131-2 | 181750131 - Approved | 2 | P-12027-00 | Caustic soda flake (NaOH) | 150 | Pieces | IDR | 8500 | 1275000 | 2018-04-27 | FIP General | Joko Nugroho | FIP Engineering | FIP-DOM-ENG-51502-0000000-INA-000000 | PO Closed | GL1804056 | 2018-04-12 | - | 2018-06-20
181750130-9 | 181750130 - Approved | 9 | P-16970-00 | Terminal viking uk. 2,5 mm; ; ; | 10 | Pieces | IDR | 6500 | 65000 | 2018-04-23 | FIP General | Joko Nugroho | FIP Engineering | FIP-DOM-ENG-51404-0000000-INA-000000 | PO Closed | GL1804047 | 2018-04-13 | - | 2018-05-03
181750130-9 | 181750130 - Approved | 9 | P-51741-00 | Lampu Phillips PHP LED; 710 7w E27 White 220-240v; ; ; | 6 | Pieces | IDR | 35000 | 210000 | 2018-04-23 | FIP Engineering | Joko Nugroho | FIP Engineering | FIP-DOM-000-11304-OS00001-INA-000000 | PO Closed | GL1804047 | 2018-04-13 | - | 2018-05-03
181750130-9 | 181750130 - Approved | 9 | P-51739-00 | TOR Schneider LRD05 0,63 - 1,0 A; ; ; | 1 | Pieces | IDR | 255000 | 255000 | 2018-04-23 | FIP Engineering | Joko Nugroho | FIP Engineering | FIP-DOM-000-11304-OS00001-INA-000000 | PO Closed | GL1804047 | 2018-04-13 | - | 2018-05-03
181750130-9 | 181750130 - Approved | 9 | P-51740-00 | Timer + Socket Omron 43BA-A8 220 VAC; ; ; | 1 | Pieces | IDR | 210000 | 210000 | 2018-04-23 | FIP Engineering | Joko Nugroho | FIP Engineering | FIP-DOM-000-11304-OS00001-INA-000000 | PO Closed | GL1804047 | 2018-04-13 | - | 2018-05-03
181750130-10 | 181750130 - Approved | 10 | P-53362-00 | Contactor Schneider LC1D09M7 Coil 220 VAC; ; ; | 1 | Pieces | IDR | 180000 | 180000 | 2018-04-23 | FIP Engineering | Joko Nugroho | FIP Engineering | FIP-DOM-000-11304-OS00001-INA-000000 | PO Closed | GL1804047 | 2018-04-13 | - | 2018-05-03
181750130-10 | 181750130 - Approved | 10 | P-51738-00 | Limit Switch CZ7311 10 A 220 V; ; ; | 1 | Pieces | IDR | 90000 | 90000 | 2018-04-23 | FIP Engineering | Joko Nugroho | FIP Engineering | FIP-DOM-000-11304-OS00001-INA-000000 | PO Closed | GL1804047 | 2018-04-13 | - | 2018-05-03
181750128-3 | 181750128 - Approved | 3 | O-51837-00 | REED SWITCH WITH CONNECTOR M08; UNIVER; TYPE : DF 220 M08; ; ; | 2 | Unit | IDR | 550000 | 1100000 | 2018-04-30 | FIP Engineering | Joko Nugroho | FIP Engineering | FIP-DOM-000-11304-OS00001-INA-000000 | PO Closed | GL1804053 | 2018-04-13 | - | 2018-08-09
181750128-3 | 181750128 - Approved | 3 | O-51838-00 | Compact Cylinder (w/o Non Rotating); TYPE : RP 200 016 0015; ; ; | 2 | Unit | IDR | 785000 | 1570000 | 2018-04-30 | FIP Engineering | Joko Nugroho | FIP Engineering | FIP-DOM-000-11304-OS00001-INA-000000 | PO Closed | GL1804053 | 2018-04-13 | - | 2018-06-22
181750122-3 | 181750122 - Approved | 3 | R-62025-00 | UPS Eaton 5E1100iUSB, 1100VA/660W | 1 | Unit | IDR | 1900000 | 1900000 | 2018-05-04 | FIP General | Joko Nugroho | FIP Engineering | FIP-DOM-ENG-13408-ITNB186-INA-000000 | PO Closed | GL1804057 | 2018-04-13 | - | 2018-05-18
181750120-4 | 181750120 - Approved | 4 | P-51744-00 | Exhaust Fan; SUNON; 12 VDC, KD 1205; ; ; | 1 | Pieces | IDR | 150000 | 150000 | 2018-04-30 | FIP General | Joko Nugroho | FIP Engineering | FIP-DOM-ENG-51404-0000000-INA-000000 | PO Closed | GL1804047 | 2018-04-13 | - | 2018-05-03
181750120-4 | 181750120 - Approved | 4 | P-51743-00 | Capasitor bulat 5 mF; 400 V; ; ; | 8 | Unit | IDR | 30000 | 240000 | 2018-04-30 | FIP General | Joko Nugroho | FIP Engineering | FIP-DOM-ENG-51404-0000000-INA-000000 | PO Closed | GL1804047 | 2018-04-13 | - | 2018-05-03
181750119-3 | 181750119 - Approved | 3 | P-16971-00 | Vent Filter Feed Water Tank; KA1V002PV1; KP 1 Emflon II Capsule 0.2 m; KLEENPAK; ; ; | 1 | Unit | IDR | 2477700 | 2477700 | 2018-04-30 | FIP Engineering | Joko Nugroho | FIP Engineering | FIP-DOM-000-11304-OS00001-INA-000000 | PO Closed | GL1804051 | 2018-04-13 | - | 2018-07-10
181750119-3 | 181750119 - Approved | 3 | P-16972-00 | Vent Filter HE; C3PFRPI , IT09556493; Press 6.5 bar, temp. 40C; NOVASIP ( PALL ); ; ; | 1 | Unit | IDR | 3735000 | 3735000 | 2018-04-30 | FIP Engineering | Joko Nugroho | FIP Engineering | FIP-DOM-000-11304-OS00001-INA-000000 | PO Closed | GL1804051 | 2018-04-13 | - | 2018-06-04
181750118-3 | 181750118 - Approved | 3 | P-16974-00 | Strainer KITZ 1 1/2" BRASS; ; ; | 2 | Pieces | IDR | 855000 | 1710000 | 2018-04-30 | FIP General | Joko Nugroho | FIP Engineering | FIP-DOM-ENG-51404-0000000-INA-000000 | PO Closed | GL1804050 | 2018-04-13 | - | 2018-06-08
181750118-3 | 181750118 - Approved | 3 | P-16975-00 | Strainer KITZ 1 1/4" BRASS; ; ; | 2 | Pieces | IDR | 825000 | 1650000 | 2018-04-30 | FIP General | Joko Nugroho | FIP Engineering | FIP-DOM-ENG-51404-0000000-INA-000000 | PO Closed | GL1804050 | 2018-04-13 | - | 2018-06-08
181750114-3 | 181750114 - Approved | 3 | P-16976-00 | IAF HBMP Series (H14) Size:305x610x93mm effeciency:99,999% on 0,3 um; Rec.final resistance:500 Pa;; ; ; | 2 | Unit | IDR | 1040000 | 2080000 | 2018-04-30 | FIP Engineering | Joko Nugroho | FIP Engineering | FIP-DOM-000-11304-OS00001-INA-000000 | PO Closed | GL1804049 | 2018-04-13 | - | 2018-05-14
181750114-3 | 181750114 - Approved | 3 | Q-10472-00 | Kunci Loker Huben HL-103 30mm; ; ; | 5 | Pieces | IDR | 13000 | 65000 | 2018-04-30 | FIP General | Joko Nugroho | FIP Engineering | FIP-DOM-ENG-51502-0000000-INA-000000 | PO Closed | GL1804047 | 2018-04-13 | - | 2018-05-03
181750095-2 | 181750095 - Approved | 2 | Q-10471-00 | 2 way control valve diameter 3/4" c/w Actuator On-Off/220 V; REGIN ; DFCM220X; ; ; | 2 | Unit | IDR | 735000 | 1470000 | 2018-04-30 | FIP General | Joko Nugroho | FIP Engineering | FIP-DOM-ENG-51502-0000000-INA-000000 | PO Closed | GL1804054 | 2018-04-13 | - | 2018-06-05
181750135-2 | 181750135 - Approved | 2 | S-62032-00 | Refill Argon HP; Gas Content : 1,5 M3 ; Gas Purrity : 99,995%; Filling Pressure : 150 Bar; ; ; | 1 | Tube | IDR | 235000 | 235000 | 2018-04-30 | FIP General | Joko Nugroho | FIP Engineering | FIP-DOM-ENG-51404-0000000-INA-000000 | PO Closed | GL1805007 | 2018-04-15 | - | 2018-05-16
181750134-1 | 181750134 - Approved | 1 | P-51559-00 | Lampu T5 14watt Putih; Phillips; ; | 20 | Pack | IDR | 29700 | 594000 | 2018-04-30 | FIP Engineering | Joko Nugroho | FIP Engineering | FIP-DOM-000-11304-OS00001-INA-000000 | PO Closed | GL1804047 | 2018-04-15 | - | 2018-05-03
181750134-2 | 181750134 - Approved | 2 | P-51560-00 | Lampu T5 28watt Putih; Phillips; ; | 20 | Pieces | IDR | 36000 | 720000 | 2018-04-30 | FIP Engineering | Joko Nugroho | FIP Engineering | FIP-DOM-000-11304-OS00001-INA-000000 | PO Closed | GL1804047 | 2018-04-15 | - | 2018-05-03
181750134-3 | 181750134 - Approved | 3 | P-53102-00 | Lampu PLC 13watt/E27 Putih; Phillips; ; | 20 | Pieces | IDR | 26100 | 522000 | 2018-04-30 | FIP Engineering | Joko Nugroho | FIP Engineering | FIP-DOM-000-11304-OS00001-INA-000000 | PO Closed | GL1804047 | 2018-04-15 | - | 2018-05-03
181750134-4 | 181750134 - Approved | 4 | O-15718-00 | SYNTHETIC FOOD GRADE, CRC, NSF H1 | 2 | Pieces | IDR | 243000 | 486000 | 2018-04-30 | FIP Engineering | Joko Nugroho | FIP Engineering | FIP-DOM-000-11304-OS00001-INA-000000 | PO Closed | GL1804047 | 2018-04-15 | - | 2018-05-03
181750134-5 | 181750134 - Approved | 5 | P-13383-00 | Silicone Sealant High Temp Red; ; ; | 4 | Pieces | IDR | 26000 | 104000 | 2018-04-30 | FIP Engineering | Joko Nugroho | FIP Engineering | FIP-DOM-000-11304-OS00001-INA-000000 | PO Closed | GL1804047 | 2018-04-15 | - | 2018-05-03
181750134-6 | 181750134 - Approved | 6 | P-53213-00 | Lem Pipa PVC; ; ; | 4 | Pieces | IDR | 8100 | 32400 | 2018-04-30 | FIP Engineering | Joko Nugroho | FIP Engineering | FIP-DOM-000-11304-OS00001-INA-000000 | PO Closed | GL1804047 | 2018-04-15 | - | 2018-05-03
181750134-7 | 181750134 - Approved | 7 | P-53214-00 | Epoxy Adhesive DEXTONE; ; ; | 4 | Pieces | IDR | 13500 | 54000 | 2018-04-30 | FIP Engineering | Joko Nugroho | FIP Engineering | FIP-DOM-000-11304-OS00001-INA-000000 | PO Closed | GL1804047 | 2018-04-15 | - | 2018-05-03
181750134-8 | 181750134 - Approved | 8 | P-10945-00 | Insulation - Seal Tape onda | 10 | Pieces | IDR | 4500 | 45000 | 2018-04-30 | FIP Engineering | Joko Nugroho | FIP Engineering | FIP-DOM-000-11304-OS00001-INA-000000 | PO Closed | GL1804047 | 2018-04-15 | - | 2018-05-03
181750133-1 | 181750133 - Approved | 1 | S-11614-00 | Jerigen Putih 5 L | 3 | Pieces | IDR | 15000 | 45000 | 2018-05-01 | FIP General | Joko Nugroho | FIP Engineering | FIP-DOM-ENG-51302-0000000-INA-000000 | PO Closed | GL1804044 | 2018-04-15 | - | 2018-04-27
181750133-5 | 181750133 - Approved | 5 | P-10283-00 | Abrasive - Amplas SS Scoth Brite 3M | 2 | Pieces | IDR | 12000 | 24000 | 2018-05-01 | FIP Engineering | Joko Nugroho | FIP Engineering | FIP-DOM-000-11304-OS00001-INA-000000 | PO Closed | GL1804044 | 2018-04-15 | - | 2018-04-27
181750133-10 | 181750133 - Approved | 10 | T-80372-00 | Plakban Kertas 1" | 10 | Roll | IDR | 6000 | 60000 | 2018-05-01 | FIP General | Joko Nugroho | FIP Engineering | FIP-DOM-ENG-51411-0000000-INA-000000 | PO Closed | GL1804044 | 2018-04-15 | - | 2018-04-27
181750133-11 | 181750133 - Approved | 11 | Q-60026-00 | Kuas Eterna 2" | 3 | Pieces | IDR | 6000 | 18000 | 2018-05-01 | FIP General | Joko Nugroho | FIP Engineering | FIP-DOM-ENG-51404-0000000-INA-000000 | PO Closed | GL1804044 | 2018-04-15 | - | 2018-04-27
181750138-1 | 181750138 - Approved | 1 | S-10785-00 | Refill APAR Powder 2.5 Kg;Pressure;; ; ; | 5 | Tube | IDR | 85500 | 427500 | 2018-04-30 | FIP General | Joko Nugroho | FIP Engineering | FIP-DOM-ENG-51502-0000000-INA-000000 | PO Closed | GL1804059 | 2018-04-18 | - | 2018-05-04
181750135-3 | 181750135 - Approved | 3 | S-62036-00 | Refill Argon HP ARGON HP 6 m3; ; ; | 1 | Tube | IDR | 315000 | 315000 | 2018-04-30 | FIP General | Joko Nugroho | FIP Engineering | FIP-DOM-ENG-51404-0000000-INA-000000 | PO Closed | GL1804043 | 2018-04-18 | - | 2018-04-23
181750140-7 | 181750140 - Approved | 7 | P-12750-00 | RUCIKA - Pipa PVC aw dia 1/2inch | 2 | Pieces | IDR | 60000 | 120000 | 2018-05-01 | FIP Engineering | Joko Nugroho | FIP Engineering | FIP-DOM-000-11304-OS00001-INA-000000 | PO Closed | GL1804047 | 2018-04-19 | - | 2018-05-03
181750133-14 | 181750133 - Approved | 14 | S-40119-00 | Palu | 1 | Pieces | IDR | 55000 | 55000 | 2018-05-01 | FIP General | Joko Nugroho | FIP Engineering | FIP-DOM-ENG-51404-0000000-INA-000000 | PO Closed | GL1804044 | 2018-04-19 | - | 2018-04-27
181750133-14 | 181750133 - Approved | 14 | P-16987-00 | Baut/Skrup Fisher; ; ; | 1 | Pieces | IDR | 6000 | 6000 | 2018-05-01 | FIP General | Joko Nugroho | FIP Engineering | FIP-DOM-ENG-51404-0000000-INA-000000 | PO Closed | GL1804044 | 2018-04-19 | - | 2018-04-27
181750133-14 | 181750133 - Approved | 14 | P-16987-00 | Baut/Skrup Fisher; ; ; | 1 | Pieces | IDR | 10000 | 10000 | 2018-05-01 | FIP General | Joko Nugroho | FIP Engineering | FIP-DOM-ENG-51404-0000000-INA-000000 | PO Closed | GL1804044 | 2018-04-19 | - | 2018-04-27
181750133-15 | 181750133 - Approved | 15 | Q-10474-00 | Aquaproof; ; ; | 2 | Can | IDR | 170000 | 340000 | 2018-05-01 | FIP General | Joko Nugroho | FIP Engineering | FIP-DOM-ENG-51502-0000000-INA-000000 | PO Closed | GL1804044 | 2018-04-19 | - | 2018-04-27
181750133-15 | 181750133 - Approved | 15 | Q-10476-00 | Dudukan Amplas Bulat; ; ; | 1 | Pieces | IDR | 10000 | 10000 | 2018-05-01 | FIP General | Joko Nugroho | FIP Engineering | FIP-DOM-ENG-51502-0000000-INA-000000 | PO Closed | GL1804044 | 2018-04-19 | - | 2018-04-27
181750133-15 | 181750133 - Approved | 15 | Q-10476-00 | Dudukan Amplas Bulat; ; ; | 5 | Pieces | IDR | 2000 | 10000 | 2018-05-01 | FIP General | Joko Nugroho | FIP Engineering | FIP-DOM-ENG-51502-0000000-INA-000000 | PO Closed | GL1804044 | 2018-04-19 | - | 2018-04-27
181750140-7 | 181750140 - Approved | 7 | P-12811-00 | Sock Drat luar PVC AW dia 1/2inch | 3 | Pieces | IDR | 3000 | 9000 | 2018-05-01 | FIP Engineering | Joko Nugroho | FIP Engineering | FIP-DOM-000-11304-OS00001-INA-000000 | PO Closed | GL1804047 | 2018-04-21 | - | 2018-05-03
181750140-9 | 181750140 - Approved | 9 | Q-10486-00 | Neple selang Kuningan 1/2 inch x 1/2 inch; ; ; | 4 | Pieces | IDR | 15000 | 60000 | 2018-05-01 | FIP General | Joko Nugroho | FIP Engineering | FIP-DOM-ENG-51502-0000000-INA-000000 | PO Closed | GL1804047 | 2018-04-21 | - | 2018-05-03
181750140-9 | 181750140 - Approved | 9 | Q-10485-00 | Ball Valve Kuningan 1/2 inch Kitz; ; ; | 4 | Pieces | IDR | 200000 | 800000 | 2018-05-01 | FIP Engineering | Joko Nugroho | FIP Engineering | FIP-DOM-000-11304-OS00001-INA-000000 | PO Closed | GL1804047 | 2018-04-21 | - | 2018-05-03
181750140-9 | 181750140 - Approved | 9 | Q-10136-00 | TOTO - Kran T23BQ13N | 3 | Pieces | IDR | 420000 | 1260000 | 2018-05-01 | FIP General | Joko Nugroho | FIP Engineering | FIP-DOM-ENG-51502-0000000-INA-000000 | PO Closed | GL1804047 | 2018-04-21 | - | 2018-05-03
181750140-9 | 181750140 - Approved | 9 | Q-10487-00 | Tutup Wastafel TOTO; ; ; | 2 | Pieces | IDR | 250000 | 500000 | 2018-05-01 | FIP General | Joko Nugroho | FIP Engineering | FIP-DOM-ENG-51502-0000000-INA-000000 | PO Closed | GL1804047 | 2018-04-21 | - | 2018-05-03
181750140-9 | 181750140 - Approved | 9 | Q-10488-00 | Selang Wastafel TOTO; ; ; | 4 | Pieces | IDR | 175000 | 700000 | 2018-05-01 | FIP General | Joko Nugroho | FIP Engineering | FIP-DOM-ENG-51502-0000000-INA-000000 | PO Closed | GL1804047 | 2018-04-21 | - | 2018-05-03
181750133-14 | 181750133 - Approved | 14 | S-40097-00 | Kuas Cat | 2 | Pieces | IDR | 7000 | 14000 | 2018-05-01 | FIP General | Joko Nugroho | FIP Engineering | FIP-DOM-ENG-51502-0000000-INA-000000 | PO Closed | GL1804044 | 2018-04-21 | - | 2018-04-27
181750133-14 | 181750133 - Approved | 14 | Q-10152-00 | Kuas roller set | 3 | Pieces | IDR | 8000 | 24000 | 2018-05-01 | FIP General | Joko Nugroho | FIP Engineering | FIP-DOM-ENG-51502-0000000-INA-000000 | PO Closed | GL1804044 | 2018-04-21 | - | 2018-04-27
181750142-2 | 181750142 - Approved | 2 | T-20136-00 | 2690 SEAL PACK REBUILD PKG; Waters; c/n WAT271019; | 1 | Pieces | IDR | 4510695 | 4510695 | 2018-05-01 | FIP General | Vivi Faliyanna | FIP Engineering | FIP-DOM-ENG-51505-0000000-INA-000000 | PO Closed | GL1804045 | 2018-04-23 | - | 2018-05-01
181750093-7 | 181750093 - Approved | 7 | S-40668-00 | Kabel HDMI; ; ; | 1 | Pieces | IDR | 220000 | 220000 | 2018-05-04 | FIP General | Joko Nugroho | FIP Engineering | FIP-DOM-ENG-51404-0000000-INA-000000 | PO Closed | GL1804047 | 2018-04-23 | - | 2018-05-03
181750093-7 | 181750093 - Approved | 7 | S-40670-00 | Kabel HDMI to VGA; ; ; | 2 | Pieces | IDR | 150000 | 300000 | 2018-05-04 | FIP General | Joko Nugroho | FIP Engineering | FIP-DOM-ENG-51404-0000000-INA-000000 | PO Closed | GL1804047 | 2018-04-23 | - | 2018-05-03
181750093-7 | 181750093 - Approved | 7 | S-40669-00 | Coverter HDMI; ; ; | 2 | Pieces | IDR | 850000 | 1700000 | 2018-05-04 | FIP General | Joko Nugroho | FIP Engineering | FIP-DOM-ENG-51404-0000000-INA-000000 | PO Closed | GL1804047 | 2018-04-23 | - | 2018-05-03
181750141-2 | 181750141 - Approved | 2 | P-51752-00 | MINI LEVEL SWITCH WINGEL VSM SS316 M10x0.9, Screw; 1 x SPST Contact; 50 MM; Cable : 3 Meter; ; ; | 2 | Unit | IDR | 1000000 | 2000000 | 2018-05-04 | FIP Engineering | Joko Nugroho | FIP Engineering | FIP-DOM-000-11304-OS00001-INA-000000 | PO Closed | GL1811066 | 2018-04-26 | - | 2018-11-22
181750144-14 | 181750144 - Approved | 14 | P-10905-00 | Fitting PVC - Tee PVC 1/2" | 6 | Pieces | IDR | 4000 | 24000 | 2018-06-01 | FIP Engineering | Joko Nugroho | FIP Engineering | FIP-DOM-000-11304-OS00001-INA-000000 | PO Closed | GL1806005 | 2018-04-27 | - | 2018-06-05
181750152-1 | 181750152 - Approved | 1 | S-60002-00 | Jasa Pemasangan Seal Pack (WAT271019) | 1 | Lot | IDR | 1500000 | 1500000 | 2018-05-04 | FIP General | Vivi Faliyanna | FIP Engineering | FIP-DOM-ENG-51508-0000000-INA-000000 | PO Closed | GL1805025 | 2018-04-30 | - | 2018-05-24
181750126-5 | 181750126 - Approved | 5 | S-60002-00 | Perbaikan kebocoran freon freeze dryer; refrigerant r407 dupont | 1 | Lot | IDR | 2125000 | 2125000 | 2018-04-20 | FIP General | Joko Nugroho | FIP Engineering | FIP-DOM-ENG-51508-0000000-INA-000000 | PO Closed | GL1804028 | 2018-05-03 | - | 2018-05-07
181750164-1 | 181750164 - Approved | 1 | O-15552-00 | ABSOLUTE ENCODER SSI 8192 GRAY RADIAL CONNECTOR; PART NO :202931 | 1 | Unit | IDR | 12598425 | 12598425 | 2018-06-22 | FIP Engineering | Joko Nugroho | FIP Engineering | FIP-DOM-000-11304-OS00001-INA-000000 | PO Closed | GL1806043 | 2018-05-07 | - | 2018-08-14
181750144-17 | 181750144 - Approved | 17 | P-16990-00 | Konektor Las; ; ; | 1 | Pieces | IDR | 25000 | 25000 | 2018-06-01 | FIP General | Joko Nugroho | FIP Engineering | FIP-DOM-ENG-51404-0000000-INA-000000 | PO Closed | GL1806005 | 2018-05-07 | - | 2018-06-05
181750144-17 | 181750144 - Approved | 17 | S-41653-00 | Selang; ; ; | 1 | Meter | IDR | 115000 | 115000 | 2018-06-01 | FIP General | Joko Nugroho | FIP Engineering | FIP-DOM-ENG-51502-0000000-INA-000000 | PO Closed | GL1806005 | 2018-05-07 | - | 2018-06-05
181750144-17 | 181750144 - Approved | 17 | P-16991-00 | Ferrule Welding dia.1"; ; ; | 2 | Pieces | IDR | 55000 | 110000 | 2018-06-01 | FIP General | Joko Nugroho | FIP Engineering | FIP-DOM-ENG-51502-0000000-INA-000000 | PO Closed | GL1806005 | 2018-05-07 | - | 2018-06-05
181750144-17 | 181750144 - Approved | 17 | P-50172-00 | Carbon Brush | 1 | Pieces | IDR | 10000 | 10000 | 2018-06-01 | FIP Engineering | Joko Nugroho | FIP Engineering | FIP-DOM-000-11304-OS00001-INA-000000 | PO Closed | GL1806005 | 2018-05-07 | - | 2018-06-05
181750150-2 | 181750150 - Approved | 2 | P-51760-00 | UHI FINNED HEATER W FORM; DIA. 11X260X140MM; Power : 1,5KW - 240V; ; ; | 4 | Unit | IDR | 880000 | 3520000 | 2018-05-25 | FIP Engineering | Joko Nugroho | FIP Engineering | FIP-DOM-000-11304-OS00001-INA-000000 | PO Closed | GL1805023 | 2018-05-08 | - | 2018-06-08
181750167-1 | 181750167 - Approved | 1 | S-60002-00 | Service softener PW generator | 2 | Lot | IDR | 3000000 | 6000000 | 2018-05-20 | FIP General | Iman Dwinanto | FIP Engineering | FIP-DOM-ENG-51508-0000000-INA-000000 | PO Closed | GL1805024 | 2018-05-09 | - | 2018-05-30
181750144-17 | 181750144 - Approved | 17 | P-51302-00 | Timah Solder dia 1 mm | 1 | Pieces | IDR | 28000 | 28000 | 2018-06-01 | FIP Engineering | Joko Nugroho | FIP Engineering | FIP-DOM-000-11304-OS00001-INA-000000 | PO Closed | GL1806005 | 2018-05-09 | - | 2018-06-05
181750144-17 | 181750144 - Approved | 17 | P-12143-00 | Double nepple Kuningan 1/2inch | 1 | Pieces | IDR | 12000 | 12000 | 2018-06-01 | FIP Engineering | Joko Nugroho | FIP Engineering | FIP-DOM-000-11304-OS00001-INA-000000 | PO Closed | GL1806005 | 2018-05-09 | - | 2018-06-05
181750144-17 | 181750144 - Approved | 17 | P-12186-00 | Elbow PVC AW 90 deg dia 1/2inch | 15 | Pieces | IDR | 2000 | 30000 | 2018-06-01 | FIP Engineering | Joko Nugroho | FIP Engineering | FIP-DOM-000-11304-OS00001-INA-000000 | PO Closed | GL1806005 | 2018-05-09 | - | 2018-06-05
181750144-17 | 181750144 - Approved | 17 | P-17001-00 | Hexabolt M8; ; ; | 4 | Pieces | IDR | 2000 | 8000 | 2018-06-01 | FIP General | Joko Nugroho | FIP Engineering | FIP-DOM-ENG-51404-0000000-INA-000000 | PO Closed | GL1806005 | 2018-05-09 | - | 2018-06-05
181750144-17 | 181750144 - Approved | 17 | P-16992-00 | Elbow SS304 SCH 10x1/2 inch; ; ; | 2 | Pieces | IDR | 40000 | 80000 | 2018-06-01 | FIP General | Joko Nugroho | FIP Engineering | FIP-DOM-ENG-51502-0000000-INA-000000 | PO Closed | GL1806005 | 2018-05-09 | - | 2018-06-05
181750144-17 | 181750144 - Approved | 17 | P-12712-00 | PVC - Dop drat dalam 1/2inch | 3 | Pieces | IDR | 2000 | 6000 | 2018-06-01 | FIP Engineering | Joko Nugroho | FIP Engineering | FIP-DOM-000-11304-OS00001-INA-000000 | PO Closed | GL1806005 | 2018-05-09 | - | 2018-06-05
181750144-17 | 181750144 - Approved | 17 | P-10885-00 | Fitting PVC - SDD PVC 1/2" | 3 | Pieces | IDR | 2000 | 6000 | 2018-06-01 | FIP Engineering | Joko Nugroho | FIP Engineering | FIP-DOM-000-11304-OS00001-INA-000000 | PO Closed | GL1806005 | 2018-05-09 | - | 2018-06-05
181750144-17 | 181750144 - Approved | 17 | P-17000-00 | Dynabolt M8; ; ; | 9 | Pieces | IDR | 1000 | 9000 | 2018-06-01 | FIP General | Joko Nugroho | FIP Engineering | FIP-DOM-ENG-51404-0000000-INA-000000 | PO Closed | GL1806005 | 2018-05-09 | - | 2018-06-05
181750174-1 | 181750174 - Approved | 1 | P-51559-00 | Lampu T5 14watt Putih; Phillips; ; | 40 | Pack | IDR | 29700 | 1188000 | 2018-06-01 | FIP Engineering | Joko Nugroho | FIP Engineering | FIP-DOM-000-11304-OS00001-INA-000000 | PO Closed | GL1805037 | 2018-05-14 | - | 2018-05-31
181750174-2 | 181750174 - Approved | 2 | P-51560-00 | Lampu T5 28watt Putih; Phillips; ; | 20 | Pieces | IDR | 36000 | 720000 | 2018-06-01 | FIP Engineering | Joko Nugroho | FIP Engineering | FIP-DOM-000-11304-OS00001-INA-000000 | PO Closed | GL1805037 | 2018-05-14 | - | 2018-05-31
181750174-3 | 181750174 - Approved | 3 | P-53102-00 | Lampu PLC 13watt/E27 Putih; Phillips; ; | 20 | Pieces | IDR | 26100 | 522000 | 2018-06-01 | FIP Engineering | Joko Nugroho | FIP Engineering | FIP-DOM-000-11304-OS00001-INA-000000 | PO Closed | GL1805037 | 2018-05-14 | - | 2018-05-31
181750174-4 | 181750174 - Approved | 4 | O-54014-00 | STEKER 1 PHASE, BROCO | 5 | Pieces | IDR | 9000 | 45000 | 2018-06-01 | FIP Engineering | Joko Nugroho | FIP Engineering | FIP-DOM-000-11304-OS00001-INA-000000 | PO Closed | GL1805037 | 2018-05-14 | - | 2018-05-31
181750174-5 | 181750174 - Approved | 5 | O-54015-00 | STOP KONTAK LUBANG 4, BROCO | 5 | Unit | IDR | 49000 | 245000 | 2018-06-01 | FIP Engineering | Joko Nugroho | FIP Engineering | FIP-DOM-000-11304-OS00001-INA-000000 | PO Closed | GL1805037 | 2018-05-14 | - | 2018-05-31
181750169-1 | 181750169 - Approved | 1 | S-60002-00 | Penambahan Ducting Inlet Air Tunnel (Include Material : Cover Perforated t = 6 mm : 1 Pcs ; Spiral Duct + Flexible Ducting Ø 6" : 1 Lot ; Adapter Plate Ø 6" + Clamp Flexible : 2 set ) | 1 | Lot | IDR | 5000000 | 5000000 | 2018-07-27 | FIP General | Joko Nugroho | FIP Engineering | FIP-DOM-ENG-51508-0000000-INA-000000 | PO Closed | GL1807026 | 2018-05-14 | - | 2018-08-10
181750178-1 | 181750178 - Approved | 1 | O-51308-00 | Push Button 22mm Green ABW111EP Fort; ; ; | 2 | Pieces | IDR | 21000 | 42000 | 2018-06-01 | FIP General | Joko Nugroho | FIP Engineering | FIP-DOM-ENG-51404-0000000-INA-000000 | PO Closed | GL1805037 | 2018-05-17 | - | 2018-05-31
181750178-2 | 181750178 - Approved | 2 | O-51307-00 | Selector Switch 22mm On-Off XPB22-22A Fort; ; ; | 2 | Pieces | IDR | 29000 | 58000 | 2018-06-01 | FIP General | Joko Nugroho | FIP Engineering | FIP-DOM-ENG-51404-0000000-INA-000000 | PO Closed | GL1805037 | 2018-05-17 | - | 2018-05-31
181750178-3 | 181750178 - Approved | 3 | O-51309-00 | WAGO 750-333 I/O SYSTEM PROFIBUS DP/FMS-12 MBAUD-DPV1-COUPL; ; ; | 2 | Unit | IDR | 4883620 | 9767240 | 2018-07-02 | FIP Engineering | Joko Nugroho | FIP Engineering | FIP-DOM-000-11304-OS00001-INA-000000 | PO Closed | GL1805038 | 2018-05-17 | - | 2018-07-03
181750174-6 | 181750174 - Approved | 6 | Q-10249-00 | Lem Power Glue; ; ; | 5 | Pieces | IDR | 4050 | 20250 | 2018-06-01 | FIP Engineering | Joko Nugroho | FIP Engineering | FIP-DOM-000-11304-OS00001-INA-000000 | PO Closed | GL1805037 | 2018-05-17 | - | 2018-05-31
181750171-12 | 181750171 - Approved | 12 | P-13428-00 | Tig Welder Torch Collet Size : 1,6mm; ; ; | 2 | Pieces | IDR | 12000 | 24000 | 2018-06-01 | FIP General | Joko Nugroho | FIP Engineering | FIP-DOM-ENG-51404-0000000-INA-000000 | PO Closed | GL1805037 | 2018-05-17 | - | 2018-05-31
181750171-13 | 181750171 - Approved | 13 | P-13427-00 | Tig Welder Torch Collet Size : 2,4mm; ; ; | 2 | Pieces | IDR | 12000 | 24000 | 2018-06-01 | FIP General | Joko Nugroho | FIP Engineering | FIP-DOM-ENG-51404-0000000-INA-000000 | PO Closed | GL1805037 | 2018-05-17 | - | 2018-05-31
181750171-14 | 181750171 - Approved | 14 | P-13426-00 | Tig Welder Torch Collet Body Size : 1,6mm; ; ; | 2 | Pieces | IDR | 24000 | 48000 | 2018-06-01 | FIP General | Joko Nugroho | FIP Engineering | FIP-DOM-ENG-51404-0000000-INA-000000 | PO Closed | GL1805037 | 2018-05-17 | - | 2018-05-31
181750171-15 | 181750171 - Approved | 15 | P-13425-00 | Tig Welder Torch Collet Body Size : 2,4mm; ; ; | 2 | Pieces | IDR | 24000 | 48000 | 2018-06-01 | FIP General | Joko Nugroho | FIP Engineering | FIP-DOM-ENG-51404-0000000-INA-000000 | PO Closed | GL1805037 | 2018-05-17 | - | 2018-05-31
181750171-16 | 181750171 - Approved | 16 | P-13424-00 | Gas Lens 2.4mm Std Body (WP9/20) Size : 2,4mm; ; ; | 1 | Pieces | IDR | 82500 | 82500 | 2018-06-01 | FIP General | Joko Nugroho | FIP Engineering | FIP-DOM-ENG-51404-0000000-INA-000000 | PO Closed | GL1805037 | 2018-05-17 | - | 2018-05-31
181750171-17 | 181750171 - Approved | 17 | P-13423-00 | Tig Torch Short Back Cap WP9/20 Size : Short; ; ; | 1 | Pieces | IDR | 25000 | 25000 | 2018-06-01 | FIP General | Joko Nugroho | FIP Engineering | FIP-DOM-ENG-51404-0000000-INA-000000 | PO Closed | GL1805037 | 2018-05-17 | - | 2018-05-31
181750171-18 | 181750171 - Approved | 18 | P-13422-00 | Tig Torch Medium Back Cap WP 9/20 Size : Medium; ; ; | 1 | Pieces | IDR | 16000 | 16000 | 2018-06-01 | FIP General | Joko Nugroho | FIP Engineering | FIP-DOM-ENG-51404-0000000-INA-000000 | PO Closed | GL1805037 | 2018-05-17 | - | 2018-05-31
181750171-19 | 181750171 - Approved | 19 | P-13421-00 | Tig Torch Medium Back Cap WP 9/20 Size : Long; ; ; | 1 | Pieces | IDR | 20000 | 20000 | 2018-06-01 | FIP General | Joko Nugroho | FIP Engineering | FIP-DOM-ENG-51404-0000000-INA-000000 | PO Closed | GL1805037 | 2018-05-17 | - | 2018-05-31
181750171-20 | 181750171 - Approved | 20 | P-13420-00 | Tig Welder Torch No.5 Ceramic 5/16 Bore Size : no.5; ; ; | 1 | Pieces | IDR | 10000 | 10000 | 2018-06-01 | FIP General | Joko Nugroho | FIP Engineering | FIP-DOM-ENG-51404-0000000-INA-000000 | PO Closed | GL1805037 | 2018-05-17 | - | 2018-05-31
181750171-21 | 181750171 - Approved | 21 | P-13419-00 | Tungsten tig weld Size : 2,4mm; ; ; | 1 | Pieces | IDR | 260000 | 260000 | 2018-06-01 | FIP General | Joko Nugroho | FIP Engineering | FIP-DOM-ENG-51404-0000000-INA-000000 | PO Closed | GL1805037 | 2018-05-17 | - | 2018-05-31
181750171-22 | 181750171 - Approved | 22 | P-13418-00 | Non-Woven abrasive Size : 6 "x 2" 7; ; ; | 5 | Pieces | IDR | 40000 | 200000 | 2018-06-01 | FIP General | Joko Nugroho | FIP Engineering | FIP-DOM-ENG-51404-0000000-INA-000000 | PO Closed | GL1805037 | 2018-05-17 | - | 2018-05-31
181750171-23 | 181750171 - Approved | 23 | P-50172-00 | Carbon Brush | 2 | Pieces | IDR | 65000 | 130000 | 2018-06-01 | FIP Engineering | Joko Nugroho | FIP Engineering | FIP-DOM-000-11304-OS00001-INA-000000 | PO Closed | GL1805037 | 2018-05-17 | - | 2018-05-31
181750170-3 | 181750170 - Approved | 3 | Q-10496-00 | Sirocco Ventilating Fan 24CHF KDK; ; ; | 1 | Pieces | IDR | 2250000 | 2250000 | 2018-05-31 | FIP General | Joko Nugroho | FIP Engineering | FIP-DOM-ENG-51502-0000000-INA-000000 | PO Closed | GL1805037 | 2018-05-17 | - | 2018-05-31
181750170-3 | 181750170 - Approved | 3 | P-13429-00 | Cable Ducting 25x40mm; ; ; | 10 | Pieces | IDR | 50000 | 500000 | 2018-05-31 | FIP General | Joko Nugroho | FIP Engineering | FIP-DOM-ENG-51502-0000000-INA-000000 | PO Closed | GL1805037 | 2018-05-17 | - | 2018-05-31
181750144-17 | 181750144 - Approved | 17 | O-51755-00 | Connector VGA male plug breakout terminal connector 15 Pin Socket VGA; ; ; | 4 | Pieces | IDR | 20000 | 80000 | 2018-06-01 | FIP General | Joko Nugroho | FIP Engineering | FIP-DOM-ENG-51404-0000000-INA-000000 | PO Closed | GL1806005 | 2018-05-17 | - | 2018-06-05
181750144-17 | 181750144 - Approved | 17 | P-12943-00 | Water Mur PVC dia 1/2inch | 1 | Pieces | IDR | 25000 | 25000 | 2018-06-01 | FIP Engineering | Joko Nugroho | FIP Engineering | FIP-DOM-000-11304-OS00001-INA-000000 | PO Closed | GL1806005 | 2018-05-21 | - | 2018-06-05
181750184-1 | 181750184 - Approved | 1 | P-14906-00 | UV Sensor Housing Hanovia UV System; HANOVIA; p/n 270264043; | 1 | Unit | IDR | 8100000 | 8100000 | 2018-07-02 | FIP Engineering | Joko Nugroho | FIP Engineering | FIP-DOM-000-11304-OS00001-INA-000000 | PO Closed | GL1806052 | 2018-05-22 | - | 2018-10-11
181750183-2 | 181750183 - Approved | 2 | Q-10152-00 | Kuas roller set | 5 | Pieces | IDR | 25000 | 125000 | 2018-07-02 | FIP General | Joko Nugroho | FIP Engineering | FIP-DOM-ENG-51502-0000000-INA-000000 | PO Closed | GL1806050 | 2018-05-22 | - | 2018-07-05
181750183-3 | 181750183 - Approved | 3 | Q-10152-00 | Kuas roller set | 5 | Pieces | IDR | 45000 | 225000 | 2018-07-02 | FIP General | Joko Nugroho | FIP Engineering | FIP-DOM-ENG-51502-0000000-INA-000000 | PO Closed | GL1806050 | 2018-05-22 | - | 2018-07-05
181750190-1 | 181750190 - Approved | 1 | S-60002-00 | Pekerjaan Persiapan : Mob & Demob | 1 | Lot | IDR | 3237500 | 3237500 | 2018-05-29 | FIP General | Joko Nugroho | FIP Engineering | FIP-DOM-ENG-51508-0000000-INA-000000 | PO Closed | GL1805048 | 2018-05-23 | - | 2018-10-31
181750190-2 | 181750190 - Approved | 2 | S-60002-00 | Pengelupasan cat lama pintu | 3 | Lot | IDR | 291375 | 874125 | 2018-05-29 | FIP General | Joko Nugroho | FIP Engineering | FIP-DOM-ENG-51508-0000000-INA-000000 | PO Closed | GL1805048 | 2018-05-23 | - | 2018-10-31
181750190-3 | 181750190 - Approved | 3 | S-60002-00 | Pengecatan daun pintu cat PU Syntetic | 3 | Lot | IDR | 830650 | 2491950 | 2018-05-29 | FIP General | Joko Nugroho | FIP Engineering | FIP-DOM-ENG-51508-0000000-INA-000000 | PO Closed | GL1805048 | 2018-05-23 | - | 2018-10-31
181750190-4 | 181750190 - Approved | 4 | S-60002-00 | Perbaikan dan Pembuatan Kurcing baru | 1 | Lot | IDR | 786250 | 786250 | 2018-05-29 | FIP General | Joko Nugroho | FIP Engineering | FIP-DOM-ENG-51508-0000000-INA-000000 | PO Closed | GL1805048 | 2018-05-23 | - | 2018-10-31
181750189-1 | 181750189 - Approved | 1 | T-20134-00 | Isolator Gloves Material : CSM Shape : E10 Size : 8 Thickness (mm) : 4/10 Length (mm) : 330; Piercan; E10330 Y 8 E4 4; | 2 | Pieces | IDR | 2650000 | 5300000 | 2018-06-29 | FIP Engineering | Joko Nugroho | FIP Engineering | FIP-DOM-000-11304-OS00001-INA-000000 | PO Closed | GL1808040-IM | 2018-05-23 | - | 2018-06-29
181750188-5 | 181750188 - Approved | 5 | P-51236-00 | Skun ( I ) pin dia 0.75 mm | 1 | Pieces | IDR | 35000 | 35000 | 2018-07-31 | FIP Engineering | Joko Nugroho | FIP Engineering | FIP-DOM-000-11304-OS00001-INA-000000 | PO Closed | GL1807041 | 2018-05-23 | - | 2018-07-26
181750188-6 | 181750188 - Approved | 6 | P-16970-00 | Terminal viking uk. 2,5 mm; ; ; | 20 | Pieces | IDR | 5850 | 117000 | 2018-07-31 | FIP General | Joko Nugroho | FIP Engineering | FIP-DOM-ENG-51404-0000000-INA-000000 | PO Closed | GL1807041 | 2018-05-23 | - | 2018-07-26
181750188-11 | 181750188 - Approved | 11 | P-53262-00 | Din Rail MCB; ; ; | 1 | Pieces | IDR | 15750 | 15750 | 2018-07-31 | FIP General | Joko Nugroho | FIP Engineering | FIP-DOM-ENG-51404-0000000-INA-000000 | PO Closed | GL1807041 | 2018-05-23 | - | 2018-07-26
181750188-12 | 181750188 - Approved | 12 | P-17000-00 | Dynabolt M8; ; ; | 10 | Pieces | IDR | 1250 | 12500 | 2018-07-31 | FIP General | Joko Nugroho | FIP Engineering | FIP-DOM-ENG-51404-0000000-INA-000000 | PO Closed | GL1807041 | 2018-05-23 | - | 2018-07-26
181750187-1 | 181750187 - Approved | 1 | S-60002-00 | Modifikasi Pipa Mixing Tank | 1 | Lot | IDR | 3800000 | 3800000 | 2018-05-31 | FIP General | Joko Nugroho | FIP Engineering | FIP-DOM-ENG-51508-0000000-INA-000000 | PO Closed | GL1805049 | 2018-05-23 | - | 2018-06-07
181750144-17 | 181750144 - Approved | 17 | P-15774-00 | Tee SS 304 dia. 1" x 1" Sch 10 But Weld | 1 | Pieces | IDR | 100000 | 100000 | 2018-06-01 | FIP General | Joko Nugroho | FIP Engineering | FIP-DOM-ENG-51404-0000000-INA-000000 | PO Closed | GL1806005 | 2018-05-23 | - | 2018-06-05
181750192-1 | 181750192 - Approved | 1 | T-20136-00 | 2690 SEAL PACK REBUILD PKG; Waters; c/n WAT271019; | 2 | Pieces | IDR | 4510695 | 9021390 | 2018-06-11 | FIP General | Joko Nugroho | FIP Engineering | FIP-DOM-ENG-51505-0000000-INA-000000 | PO Closed | GL1806037 | 2018-05-24 | - | 2018-07-09
181750192-2 | 181750192 - Approved | 2 | S-60002-00 | Biaya Jasa Pemasangan Seal Pack (WAT271019) | 1 | Lot | IDR | 1500000 | 1500000 | 2018-06-11 | FIP General | Joko Nugroho | FIP Engineering | FIP-DOM-ENG-51508-0000000-INA-000000 | PO Closed | GL1806037 | 2018-05-24 | - | 2018-07-24
181750191-1 | 181750191 - Approved | 1 | S-60007-00 | SUCTION CUP (C977151820); ; ; | 1 | Pieces | IDR | 675000 | 675000 | 2018-06-22 | FIP General | Joko Nugroho | FIP Engineering | FIP-DOM-ENG-51504-0000000-INA-000000 | PO Closed | GL1806048 | 2018-05-24 | - | 2018-07-02
181750194-1 | 181750194 - Approved | 1 | O-14639-00 | EPDM Gasket for Ferrule dia. 1/2"; ; ; | 15 | Pieces | IDR | 6400 | 96000 | 2018-07-27 | FIP Engineering | Joko Nugroho | FIP Engineering | FIP-DOM-000-11304-OS00001-INA-000000 | PO Closed | GL1807042 | 2018-05-28 | - | 2018-07-31
181750194-2 | 181750194 - Approved | 2 | P-14377-00 | Gasket 1" /EPDM; ; ; | 33 | Pieces | IDR | 13000 | 429000 | 2018-07-27 | FIP Engineering | Joko Nugroho | FIP Engineering | FIP-DOM-000-11304-OS00001-INA-000000 | PO Closed | GL1807042 | 2018-05-28 | - | 2018-07-31
181750194-3 | 181750194 - Approved | 3 | O-13521-00 | gasket 1 1/2" / EPDM; ; ; | 20 | Pieces | IDR | 17600 | 352000 | 2018-07-27 | FIP Engineering | Joko Nugroho | FIP Engineering | FIP-DOM-000-11304-OS00001-INA-000000 | PO Closed | GL1807042 | 2018-05-28 | - | 2018-07-31
181750194-4 | 181750194 - Approved | 4 | O-13522-00 | gasket 2" / EPDM; ; ; | 30 | Pieces | IDR | 23200 | 696000 | 2018-07-27 | FIP Engineering | Joko Nugroho | FIP Engineering | FIP-DOM-000-11304-OS00001-INA-000000 | PO Closed | GL1807042 | 2018-05-28 | - | 2018-07-31
181750194-5 | 181750194 - Approved | 5 | O-14643-00 | EPDM Gasket for Ferrule dia. 3"; ; ; | 6 | Pieces | IDR | 13600 | 81600 | 2018-07-27 | FIP Engineering | Joko Nugroho | FIP Engineering | FIP-DOM-000-11304-OS00001-INA-000000 | PO Closed | GL1807042 | 2018-05-28 | - | 2018-07-31
181750193-1 | 181750193 - Approved | 1 | S-62032-00 | Refill Argon HP; Gas Content : 1,5 M3 ; Gas Purrity : 99,995%; Filling Pressure : 150 Bar; ; ; | 1 | Tube | IDR | 235000 | 235000 | 2018-06-08 | FIP General | Joko Nugroho | FIP Engineering | FIP-DOM-ENG-51404-0000000-INA-000000 | PO Closed | GL1806026 | 2018-05-28 | - | 2018-06-11
181750193-2 | 181750193 - Approved | 2 | S-62036-00 | Refill Argon HP ARGON HP 6 m3; ; ; | 1 | Tube | IDR | 315000 | 315000 | 2018-06-08 | FIP General | Joko Nugroho | FIP Engineering | FIP-DOM-ENG-51404-0000000-INA-000000 | PO Closed | GL1806029 | 2018-05-28 | - | 2018-06-11
181750198-2 | 181750198 - Approved | 2 | S-60002-00 | Biaya Pengiriman Zenner Barier Pepperl + Fuchs | 1 | Lot | IDR | 140000 | 140000 | 2018-06-22 | FIP General | Joko Nugroho | FIP Engineering | FIP-DOM-ENG-51508-0000000-INA-000000 | PO Closed | GL1806049 | 2018-06-04 | - | 2018-07-02
181750184-3 | 181750184 - Approved | 3 | P-53259-00 | UV Sensor PIN : 270264040; Hanovia; ; | 1 | Unit | IDR | 18360000 | 18360000 | 2018-07-02 | FIP Engineering | Joko Nugroho | FIP Engineering | FIP-DOM-000-11304-OS00001-INA-000000 | PO Closed | GL1806052 | 2018-06-04 | - | 2018-10-11
181750202-1 | 181750202 - Approved | 1 | P-13417-00 | BALLPOINT HEX KEY L 1.5-10MM 9PCS; Krisbow; Part No. KW0101634; | 2 | Pieces | IDR | 109650 | 219300 | 2018-07-02 | FIP General | Joko Nugroho | FIP Engineering | FIP-DOM-ENG-51404-0000000-INA-000000 | PO Closed | GL1806047 | 2018-06-05 | - | 2018-07-26
181750202-2 | 181750202 - Approved | 2 | P-13415-00 | DIAGONAL CUTTER PLIER 6INC; Krisbow; Part No. KW0101358; | 1 | Pieces | IDR | 110500 | 110500 | 2018-07-02 | FIP General | Joko Nugroho | FIP Engineering | FIP-DOM-ENG-51404-0000000-INA-000000 | PO Closed | GL1806047 | 2018-06-05 | - | 2018-07-26
181750202-3 | 181750202 - Approved | 3 | P-13414-00 | COMBINATION PLIER 6INC; Krisbow; Part No. KW0101352; | 3 | Pieces | IDR | 106250 | 318750 | 2018-07-02 | FIP General | Joko Nugroho | FIP Engineering | FIP-DOM-ENG-51404-0000000-INA-000000 | PO Closed | GL1806047 | 2018-06-05 | - | 2018-07-26
181750202-4 | 181750202 - Approved | 4 | P-13413-00 | ELECTRICIAN SCREWDRIVER PZ 6X100MM; Krisbow; Part No. KW0100765; | 3 | Pieces | IDR | 21255 | 63765 | 2018-07-02 | FIP General | Joko Nugroho | FIP Engineering | FIP-DOM-ENG-51404-0000000-INA-000000 | PO Closed | GL1806047 | 2018-06-05 | - | 2018-07-26
181750202-5 | 181750202 - Approved | 5 | P-13412-00 | SCREWDRIVER SET 4PCS; Krisbow; Part No. KW0101633; | 3 | Pieces | IDR | 69190 | 207570 | 2018-07-02 | FIP General | Joko Nugroho | FIP Engineering | FIP-DOM-ENG-51404-0000000-INA-000000 | PO Closed | GL1806047 | 2018-06-05 | - | 2018-07-26
181750202-6 | 181750202 - Approved | 6 | P-13408-00 | OPEN END WRENCH SET 6-32MM 12PCS; Krisbow; Part No. KW0100297; | 1 | Pieces | IDR | 709750 | 709750 | 2018-07-02 | FIP General | Joko Nugroho | FIP Engineering | FIP-DOM-ENG-51404-0000000-INA-000000 | PO Closed | GL1806047 | 2018-06-05 | - | 2018-07-31
181750202-7 | 181750202 - Approved | 7 | P-13407-00 | OPEN END WRENCH SET 6-22MM 8PCS; Krisbow; Part No. KW0100296; | 1 | Pieces | IDR | 334900 | 334900 | 2018-07-02 | FIP General | Joko Nugroho | FIP Engineering | FIP-DOM-ENG-51404-0000000-INA-000000 | PO Closed | GL1806047 | 2018-06-05 | - | 2018-07-31
181750202-8 | 181750202 - Approved | 8 | P-13406-00 | ADJUSTABLE WRENCH SOFTGRIP 6INC; Krisbow; Part No. KW0101962; | 3 | Pieces | IDR | 50150 | 150450 | 2018-07-02 | FIP General | Joko Nugroho | FIP Engineering | FIP-DOM-ENG-51404-0000000-INA-000000 | PO Closed | GL1806047 | 2018-06-05 | - | 2018-07-26
181750202-9 | 181750202 - Approved | 9 | P-13405-00 | COMBINATION WRENCH SET 6-32MM 16PCS; Krisbow; Part No. KW0100333; | 2 | Pieces | IDR | 841500 | 1683000 | 2018-07-02 | FIP General | Joko Nugroho | FIP Engineering | FIP-DOM-ENG-51404-0000000-INA-000000 | PO Closed | GL1806047 | 2018-06-05 | - | 2018-07-26
181750202-10 | 181750202 - Approved | 10 | P-13404-00 | COMBINATION WRENCH SET 6-22MM 12PCS; Krisbow; Part No. KW0100332; | 1 | Pieces | IDR | 442000 | 442000 | 2018-07-02 | FIP General | Joko Nugroho | FIP Engineering | FIP-DOM-ENG-51404-0000000-INA-000000 | PO Closed | GL1806047 | 2018-06-05 | - | 2018-07-26
181750202-11 | 181750202 - Approved | 11 | P-13398-00 | MEASURING TAPE 5MX19MM W/MAGNET; ; Part No. 10070238; | 2 | Pieces | IDR | 43350 | 86700 | 2018-07-02 | FIP General | Joko Nugroho | FIP Engineering | FIP-DOM-ENG-51404-0000000-INA-000000 | PO Closed | GL1806047 | 2018-06-05 | - | 2018-09-24
181750202-12 | 181750202 - Approved | 12 | P-13397-00 | LED WORKLIGHT dan FLASHLIGHT 200dan60LM,3XAA; ; Part No. 10108194; | 3 | Pieces | IDR | 126650 | 379950 | 2018-07-02 | FIP General | Joko Nugroho | FIP Engineering | FIP-DOM-ENG-51404-0000000-INA-000000 | PO Closed | GL1806047 | 2018-06-05 | - | 2018-07-31
181750202-13 | 181750202 - Approved | 13 | P-13396-00 | HEXAGON CRIMPING PLIER 4-16MM2; Krisbow; Part No. KW0103754; | 1 | Pieces | IDR | 358700 | 358700 | 2018-07-02 | FIP General | Joko Nugroho | FIP Engineering | FIP-DOM-ENG-51404-0000000-INA-000000 | PO Closed | GL1806047 | 2018-06-05 | - | 2018-07-26
181750202-14 | 181750202 - Approved | 14 | P-13395-00 | TOOL BOX 42X17.5X14CM STEEL; Krisbow; Part No. KW0100810; | 3 | Pieces | IDR | 127500 | 382500 | 2018-07-02 | FIP General | Joko Nugroho | FIP Engineering | FIP-DOM-ENG-51404-0000000-INA-000000 | PO Closed | GL1806047 | 2018-06-05 | - | 2018-07-31
181750205-1 | 181750205 - Approved | 1 | S-60002-00 | Remote Service; Software Logic modification; PLC modification for alarm by pass on M11 motor; Functionality test; original program restore | 1 | Lot | EUR | 2200 | 2200 | 2018-06-22 | FIP General | Joko Nugroho | FIP Engineering | FIP-DOM-ENG-51508-0000000-INA-000000 | PO Closed | GL1806032 | 2018-06-08 | - | 2018-11-05
181750198-3 | 181750198 - Approved | 3 | O-51871-00 | Zenner Barier Pepperl + Fuchs Type Z788.H P/N : 71972; ; ; | 1 | Unit | IDR | 2800000 | 2800000 | 2018-06-22 | FIP Engineering | Joko Nugroho | FIP Engineering | FIP-DOM-000-11304-OS00001-INA-000000 | PO Closed | GL1806049 | 2018-06-08 | - | 2018-07-02
181750210-1 | 181750210 - Approved | 1 | P-51785-00 | Hour Meter LE8N-BF Autonics; ; ; | 4 | Unit | IDR | 450000 | 1800000 | 2018-07-31 | FIP General | Joko Nugroho | FIP Engineering | FIP-DOM-ENG-51504-0000000-INA-000000 | PO Closed | GL1807050 | 2018-06-11 | - | 2018-08-02
181750210-2 | 181750210 - Approved | 2 | Q-10510-00 | Junction Box Plastik 12x12x10 cm; ; ; | 1 | Pieces | IDR | 405000 | 405000 | 2018-07-31 | FIP General | Joko Nugroho | FIP Engineering | FIP-DOM-ENG-51502-0000000-INA-000000 | PO Closed | GL1807050 | 2018-06-11 | - | 2018-08-02
181750210-3 | 181750210 - Approved | 3 | P-51784-00 | Acessoris GEMU 687; Type 1215 order No. 1215000Z1110X; ; ; | 1 | Unit | IDR | 3400000 | 3400000 | 2018-07-31 | FIP General | Joko Nugroho | FIP Engineering | FIP-DOM-ENG-51504-0000000-INA-000000 | PO Closed | GL1807051 | 2018-06-11 | - | 2018-08-07
181750208-1 | 181750208 - Approved | 1 | O-16097-00 | FILTER KIT FOR 92XX/94XX; P/N : A40989; ; ; | 1 | Unit | IDR | 4957000 | 4957000 | 2018-06-29 | FIP Engineering | Joko Nugroho | FIP Engineering | FIP-DOM-000-11304-OS00001-INA-000000 | PO Closed | GL1806046 | 2018-06-11 | - | 2018-06-29
181750207-1 | 181750207 - Approved | 1 | P-51782-00 | SRV66 MAINTENANCE KIT 1" 1.0-5.0 BAR; 6404999UA; ; ; | 1 | Unit | IDR | 19677000 | 19677000 | 2018-07-20 | FIP Engineering | Joko Nugroho | FIP Engineering | FIP-DOM-000-11304-OS00001-INA-000000 | PO Closed | GL1806051 | 2018-06-11 | - | 2018-09-07
181750188-13 | 181750188 - Approved | 13 | P-51786-00 | Jumper Terminal viking uk. 2,5 mm; ; ; | 4 | Pieces | IDR | 27500 | 110000 | 2018-07-31 | FIP General | Joko Nugroho | FIP Engineering | FIP-DOM-ENG-51404-0000000-INA-000000 | PO Closed | GL1807041 | 2018-06-11 | - | 2018-07-26
181750188-13 | 181750188 - Approved | 13 | P-51781-00 | Digital Temperature Switch Type : TS2-021; Voltage : 230 VAC; Brand: Dwyer; ; | 1 | Unit | IDR | 1700000 | 1700000 | 2018-07-31 | FIP Engineering | Joko Nugroho | FIP Engineering | FIP-DOM-000-11304-OS00001-INA-000000 | PO Closed | GL1807044 | 2018-06-11 | - | 2018-07-26
181750188-13 | 181750188 - Approved | 13 | Q-10509-00 | Cable Ducting; ; ; | 5 | Pieces | IDR | 150000 | 750000 | 2018-07-31 | FIP General | Joko Nugroho | FIP Engineering | FIP-DOM-ENG-51502-0000000-INA-000000 | PO Closed | GL1807041 | 2018-06-11 | - | 2018-07-26
181750188-13 | 181750188 - Approved | 13 | Q-10510-00 | Junction Box Plastik 12x12x10 cm; ; ; | 1 | Pieces | IDR | 405000 | 405000 | 2018-07-31 | FIP General | Joko Nugroho | FIP Engineering | FIP-DOM-ENG-51502-0000000-INA-000000 | PO Closed | GL1807041 | 2018-06-11 | - | 2018-07-26
181750183-5 | 181750183 - Approved | 5 | Q-10042-00 | Thiner Epoxy @ 1 galon | 5 | Liter | IDR | 30000 | 150000 | 2018-07-02 | FIP General | Joko Nugroho | FIP Engineering | FIP-DOM-ENG-51502-0000000-INA-000000 | PO Closed | GL1806050 | 2018-06-11 | - | 2018-07-05
181750183-5 | 181750183 - Approved | 5 | Q-10470-00 | Cat Epoxy; ; ; | 5 | Pieces | IDR | 150000 | 750000 | 2018-07-02 | FIP General | Joko Nugroho | FIP Engineering | FIP-DOM-ENG-51502-0000000-INA-000000 | PO Closed | GL1806050 | 2018-06-12 | - | 2018-07-05
181750213-1 | 181750213 - Approved | 1 | S-12006-00 | Majun | 10 | Kilogram | IDR | 33000 | 330000 | 2018-07-02 | FIP General | Joko Nugroho | FIP Engineering | FIP-DOM-ENG-51302-0000000-INA-000000 | PO Closed | GL1807001 | 2018-06-25 | - | 2018-07-06
181750213-2 | 181750213 - Approved | 2 | S-20016-00 | Sarung tangan bahan kain; ; ; | 2 | Pack | IDR | 42000 | 84000 | 2018-07-02 | FIP General | Joko Nugroho | FIP Engineering | FIP-DOM-ENG-51202-0000000-INA-000000 | PO Closed | GL1807002 | 2018-06-25 | - | 2018-07-09
181750211-1 | 181750211 - Approved | 1 | O-15641-00 | NEEDLES LIFTING MOTOR ; LIKA ; MOTOR BRUSHLESS MODEL LIKA 31W SERIAL NO. 125101268; | 1 | Unit | EUR | 2176 | 2176 | 2018-07-16 | FIP Engineering | Joko Nugroho | FIP Engineering | FIP-DOM-000-11304-OS00001-INA-000000 | PO Closed | GL1806042 | 2018-06-25 | - | 2018-07-17
181750211-2 | 181750211 - Approved | 2 | S-60002-00 | Packaging | 1 | Lot | EUR | 75 | 75 | 2018-07-16 | FIP General | Joko Nugroho | FIP Engineering | FIP-DOM-ENG-51508-0000000-INA-000000 | PO Closed | GL1806042 | 2018-06-25 | - | 2018-07-17
181750211-3 | 181750211 - Approved | 3 | S-60002-00 | Delivery | 1 | Lot | EUR | 220 | 220 | 2018-07-16 | FIP General | Joko Nugroho | FIP Engineering | FIP-DOM-ENG-51508-0000000-INA-000000 | PO Closed | GL1806042 | 2018-06-25 | - | 2018-07-17
181750214-1 | 181750214 - Approved | 1 | S-85000-00 | Form Engineering Job Order; Bahan : Ncr 2 Ply ( putih + Merah ); Isi : 50 Set / buku ( 100 lbr ); Ukuran :1/2 Folio | 6 | Pack | IDR | 35000 | 210000 | 2018-07-06 | FIP General | Joko Nugroho | FIP Engineering | FIP-DOM-ENG-51402-0000000-INA-000000 | PO Closed | GL1807003 | 2018-06-26 | - | 2018-07-23
181750216-1 | 181750216 - Approved | 1 | Q-10232-00 | Silicone Sealant N10 White; ; ; | 7 | Pieces | IDR | 45000 | 315000 | 2018-07-13 | FIP Engineering | Joko Nugroho | FIP Engineering | FIP-DOM-000-11304-OS00001-INA-000000 | PO Closed | GL1807005 | 2018-06-28 | - | 2018-07-06
181750216-2 | 181750216 - Approved | 2 | P-53216-00 | Silicon Lembaran, tebal 3 mm, size: 1 meter X 1 meter; ; ; | 1 | Pieces | IDR | 400000 | 400000 | 2018-07-13 | FIP Engineering | Joko Nugroho | FIP Engineering | FIP-DOM-000-11304-OS00001-INA-000000 | PO Closed | GL1807005 | 2018-06-28 | - | 2018-07-06
181750216-3 | 181750216 - Approved | 3 | P-53215-00 | Silicon Lembaran, tebal 5 mm, size: 1 meter X 1 meter; ; ; | 1 | Pieces | IDR | 680000 | 680000 | 2018-07-13 | FIP Engineering | Joko Nugroho | FIP Engineering | FIP-DOM-000-11304-OS00001-INA-000000 | PO Closed | GL1807005 | 2018-06-28 | - | 2018-07-06
181750216-4 | 181750216 - Approved | 4 | P-13389-00 | Scotch Brite 3M; ; ; | 10 | Pieces | IDR | 13500 | 135000 | 2018-07-13 | FIP Engineering | Joko Nugroho | FIP Engineering | FIP-DOM-000-11304-OS00001-INA-000000 | PO Closed | GL1807005 | 2018-06-28 | - | 2018-07-06
181750216-5 | 181750216 - Approved | 5 | P-53169-00 | Ballast Electronic EB-C 228 TL5, 2x28W; Phillips; ; | 10 | Pieces | IDR | 115000 | 1150000 | 2018-07-13 | FIP Engineering | Joko Nugroho | FIP Engineering | FIP-DOM-000-11304-OS00001-INA-000000 | PO Closed | GL1807005 | 2018-06-28 | - | 2018-07-06
181750216-6 | 181750216 - Approved | 6 | O-54013-00 | SOCKET RJ 45 | 10 | Pieces | IDR | 3000 | 30000 | 2018-07-13 | FIP Engineering | Joko Nugroho | FIP Engineering | FIP-DOM-000-11304-OS00001-INA-000000 | PO Closed | GL1807005 | 2018-06-28 | - | 2018-07-06
181750216-7 | 181750216 - Approved | 7 | O-54001-00 | AUXILUARY CONTACT NC SIEMENS | 2 | Pieces | IDR | 25000 | 50000 | 2018-07-13 | FIP Engineering | Joko Nugroho | FIP Engineering | FIP-DOM-000-11304-OS00001-INA-000000 | PO Closed | GL1807005 | 2018-06-28 | - | 2018-07-06
181750216-8 | 181750216 - Approved | 8 | O-51850-00 | Power Supply 220 VAC 12 VDC, 3 Ampere; ; ; | 2 | Pieces | IDR | 125000 | 250000 | 2018-07-13 | FIP Engineering | Joko Nugroho | FIP Engineering | FIP-DOM-000-11304-OS00001-INA-000000 | PO Closed | GL1807005 | 2018-06-28 | - | 2018-07-06
181750216-9 | 181750216 - Approved | 9 | Q-10233-00 | Silicone Sealant N10 Clear; ; ; | 6 | Pieces | IDR | 45000 | 270000 | 2018-07-13 | FIP Engineering | Joko Nugroho | FIP Engineering | FIP-DOM-000-11304-OS00001-INA-000000 | PO Closed | GL1807005 | 2018-06-28 | - | 2018-07-06
181750216-10 | 181750216 - Approved | 10 | P-13386-00 | Sok Polos 2" Rucika; ; ; | 2 | Pieces | IDR | 16000 | 32000 | 2018-07-13 | FIP Engineering | Joko Nugroho | FIP Engineering | FIP-DOM-000-11304-OS00001-INA-000000 | PO Closed | GL1807007 | 2018-06-28 | - | 2018-07-26
181750216-11 | 181750216 - Approved | 11 | P-10887-00 | Fitting PVC - SDD PVC 2" | 2 | Pieces | IDR | 16000 | 32000 | 2018-07-13 | FIP Engineering | Joko Nugroho | FIP Engineering | FIP-DOM-000-11304-OS00001-INA-000000 | PO Closed | GL1807007 | 2018-06-28 | - | 2018-07-26
181750216-12 | 181750216 - Approved | 12 | P-10893-00 | Fitting PVC - SDL PVC 2" | 2 | Pieces | IDR | 16000 | 32000 | 2018-07-13 | FIP Engineering | Joko Nugroho | FIP Engineering | FIP-DOM-000-11304-OS00001-INA-000000 | PO Closed | GL1807007 | 2018-06-28 | - | 2018-07-26
181750216-13 | 181750216 - Approved | 13 | Q-10234-00 | Silicone Sealant N10 Grey; ; ; | 5 | Pieces | IDR | 45000 | 225000 | 2018-07-13 | FIP Engineering | Joko Nugroho | FIP Engineering | FIP-DOM-000-11304-OS00001-INA-000000 | PO Closed | GL1807005 | 2018-06-28 | - | 2018-07-06
181750216-14 | 181750216 - Approved | 14 | P-14455-00 | Filter IAF MBV Series (Medium Filter), efficiency : 80-85 %, Size: 24 x 24 x 12 inch; IAF; ; | 8 | Pieces | IDR | 1600000 | 12800000 | 2018-07-13 | FIP Engineering | Joko Nugroho | FIP Engineering | FIP-DOM-000-11304-OS00001-INA-000000 | PO Closed | GL1807009 | 2018-06-28 | - | 2018-07-25
181750216-15 | 181750216 - Approved | 15 | P-51741-00 | Lampu Phillips PHP LED; 710 7w E27 White 220-240v; ; ; | 20 | Pieces | IDR | 35000 | 700000 | 2018-07-13 | FIP Engineering | Joko Nugroho | FIP Engineering | FIP-DOM-000-11304-OS00001-INA-000000 | PO Closed | GL1807005 | 2018-06-28 | - | 2018-07-06
181750216-16 | 181750216 - Approved | 16 | P-53213-00 | Lem Pipa PVC; ; ; | 3 | Pieces | IDR | 8100 | 24300 | 2018-07-13 | FIP Engineering | Joko Nugroho | FIP Engineering | FIP-DOM-000-11304-OS00001-INA-000000 | PO Closed | GL1807007 | 2018-06-28 | - | 2018-07-26
181750216-17 | 181750216 - Approved | 17 | P-53102-00 | Lampu PLC 13watt/E27 Putih; Phillips; ; | 10 | Pieces | IDR | 26100 | 261000 | 2018-07-13 | FIP Engineering | Joko Nugroho | FIP Engineering | FIP-DOM-000-11304-OS00001-INA-000000 | PO Closed | GL1807005 | 2018-06-28 | - | 2018-07-06
181750216-18 | 181750216 - Approved | 18 | P-15868-00 | VENT FILTER, TEFTEC 0,2-5 P7S | 1 | Unit | IDR | 2850000 | 2850000 | 2018-07-31 | FIP Engineering | Joko Nugroho | FIP Engineering | FIP-DOM-000-11304-OS00001-INA-000000 | PO Closed | GL1807010 | 2018-06-28 | - | 2018-07-18
181750216-19 | 181750216 - Approved | 19 | P-15870-00 | VENT FILTER, TEFTEC, TEFTEC 0,2-10 P7S | 1 | Unit | IDR | 3575000 | 3575000 | 2018-07-31 | FIP Engineering | Joko Nugroho | FIP Engineering | FIP-DOM-000-11304-OS00001-INA-000000 | PO Closed | GL1807010 | 2018-06-28 | - | 2018-07-18
181750216-20 | 181750216 - Approved | 20 | P-15851-00 | AMPLAS EAGLE 100 | 10 | Pieces | IDR | 4000 | 40000 | 2018-07-13 | FIP Engineering | Joko Nugroho | FIP Engineering | FIP-DOM-000-11304-OS00001-INA-000000 | PO Closed | GL1807005 | 2018-06-28 | - | 2018-07-06
181750221-1 | 181750221 - Approved | 1 | P-15053-00 | Element Filter 0.01 micron P/N NXE-400-X; ; ; | 1 | Pieces | USD | 160 | 160 | 2018-07-13 | FIP Engineering | Joko Nugroho | FIP Engineering | FIP-DOM-000-11304-OS00001-INA-000000 | PO Closed | GL1807008 | 2018-06-29 | - | 2018-08-02
181750221-2 | 181750221 - Approved | 2 | P-15052-00 | Element Filter 1 micron P/N NXE-400-Z; ; ; | 1 | Pieces | USD | 160 | 160 | 2018-07-13 | FIP Engineering | Joko Nugroho | FIP Engineering | FIP-DOM-000-11304-OS00001-INA-000000 | PO Closed | GL1807008 | 2018-06-29 | - | 2018-08-02
181750212-4 | 181750212 - Approved | 4 | O-51875-00 | HF520-EX TRANSMITTER Model HF520-EX-DBX-XX1XX, DUCT MOUNT 15 x 130 mm, HUMIDITY RANGE 0-100 %RH, NO; ; ; | 1 | Unit | IDR | 31800000 | 31800000 | 2018-09-03 | FIP Engineering | Joko Nugroho | FIP Engineering | FIP-DOM-000-11304-OS00001-INA-000000 | PO Closed | GL1807006 | 2018-06-29 | - | 2018-09-26
181750212-5 | 181750212 - Approved | 5 | O-51873-00 | Cable Glad for 15mm EX Probes, Metric Thread M25 x 1,5 Model : AC1301-MEX; ; ; | 1 | Unit | IDR | 600000 | 600000 | 2018-09-03 | FIP Engineering | Joko Nugroho | FIP Engineering | FIP-DOM-000-11304-OS00001-INA-000000 | PO Closed | GL1807006 | 2018-06-29 | - | 2018-09-26
181750212-6 | 181750212 - Approved | 6 | O-51874-00 | Wall Mount Probe With 140 mm Probe Length, Model : HC2-SM-EX; ; ; | 1 | Unit | IDR | 11600000 | 11600000 | 2018-09-03 | FIP Engineering | Joko Nugroho | FIP Engineering | FIP-DOM-000-11304-OS00001-INA-000000 | PO Closed | GL1807006 | 2018-06-29 | - | 2018-09-26
181750227-1 | 181750227 - Approved | 1 | S-60007-00 | SUCTION CUP (C977151820); ; ; | 20 | Pieces | IDR | 67500 | 1350000 | 2018-07-20 | FIP General | Joko Nugroho | FIP Engineering | FIP-DOM-ENG-51504-0000000-INA-000000 | PO Closed | GL1807025 | 2018-07-03 | - | 2018-08-08
181750230-5 | 181750230 - Approved | 5 | P-12752-00 | RUCIKA - Pipa PVC dia. 4inch | 1 | Pieces | IDR | 750000 | 750000 | 2018-08-20 | FIP Engineering | Joko Nugroho | FIP Engineering | FIP-DOM-000-11304-OS00001-INA-000000 | PO Closed | GL1808016 | 2018-07-04 | - | 2018-08-20
181750230-9 | 181750230 - Approved | 9 | P-53213-00 | Lem Pipa PVC; ; ; | 1 | Pieces | IDR | 45000 | 45000 | 2018-08-20 | FIP Engineering | Joko Nugroho | FIP Engineering | FIP-DOM-000-11304-OS00001-INA-000000 | PO Closed | GL1808016 | 2018-07-04 | - | 2018-08-16
181750232-14 | 181750232 - Approved | 14 | P-13389-00 | Scotch Brite 3M; ; ; | 10 | Pieces | IDR | 14500 | 145000 | 2018-08-03 | FIP Engineering | Joko Nugroho | FIP Engineering | FIP-DOM-000-11304-OS00001-INA-000000 | PO Closed | GL1807060 | 2018-07-05 | - | 2018-08-09
181750231-1 | 181750231 - Approved | 1 | S-60002-00 | Jasa untuk Penambahan spray-Gun CA pada mesin Vial Washerntenance Fee; ; ; Lot | 1 | Lot | IDR | 3500000 | 3500000 | 2018-07-23 | FIP General | Joko Nugroho | FIP Engineering | FIP-DOM-ENG-51508-0000000-INA-000000 | PO Closed | GL1807046 | 2018-07-05 | - | 2018-08-20
181750231-2 | 181750231 - Approved | 2 | S-60002-00 | Material untuk Penambahan spray-Gun CA pada mesin Vial Washerntenance Fee; ; ; Lot | 1 | Lot | IDR | 3010000 | 3010000 | 2018-07-23 | FIP General | Joko Nugroho | FIP Engineering | FIP-DOM-ENG-51508-0000000-INA-000000 | PO Closed | GL1807046 | 2018-07-05 | - | 2018-08-20
181750235-1 | 181750235 - Approved | 1 | P-14434-00 | Tee Sanitary Expanding (long) SS 316 L Dia 1" - Sodime; ; ; | 1 | Pieces | IDR | 120000 | 120000 | 2018-07-31 | FIP General | Joko Nugroho | FIP Engineering | FIP-DOM-ENG-51404-0000000-INA-000000 | PO Closed | GL1807059 | 2018-07-09 | - | 2018-08-02
181750235-4 | 181750235 - Approved | 4 | P-12140-00 | Double neeple SS 304 dia 1/2inch | 4 | Pieces | IDR | 28000 | 112000 | 2018-07-31 | FIP General | Joko Nugroho | FIP Engineering | FIP-DOM-ENG-51404-0000000-INA-000000 | PO Closed | GL1807059 | 2018-07-09 | - | 2018-08-02
181750235-5 | 181750235 - Approved | 5 | P-17041-00 | Sok Pneumatic 1/2 x 6 inch; ; ; | 2 | Pieces | IDR | 18000 | 36000 | 2018-07-31 | FIP General | Joko Nugroho | FIP Engineering | FIP-DOM-ENG-51404-0000000-INA-000000 | PO Closed | GL1807059 | 2018-07-09 | - | 2018-08-02
181750234-1 | 181750234 - Approved | 1 | P-11968-00 | Berusynt FGH Spray H1 - Bechem | 1 | Pieces | IDR | 481000 | 481000 | 2018-07-27 | FIP Engineering | Joko Nugroho | FIP Engineering | FIP-DOM-000-11304-OS00001-INA-000000 | PO Closed | GL1807045 | 2018-07-09 | - | 2018-07-27
181750234-2 | 181750234 - Approved | 2 | P-17040-00 | Brake Fluid Prestone @300ml; ; ; | 1 | Pieces | IDR | 43000 | 43000 | 2018-07-27 | FIP Engineering | Joko Nugroho | FIP Engineering | FIP-DOM-000-11304-OS00001-INA-000000 | PO Closed | GL1807041 | 2018-07-09 | - | 2018-07-26
181750239-1 | 181750239 - Approved | 1 | P-51559-00 | Lampu T5 14watt Putih; Phillips; ; | 35 | Pack | IDR | 29700 | 1039500 | 2018-07-31 | FIP Engineering | Joko Nugroho | FIP Engineering | FIP-DOM-000-11304-OS00001-INA-000000 | PO Closed | GL1807041 | 2018-07-11 | - | 2018-07-26
181750239-2 | 181750239 - Approved | 2 | P-50172-00 | Carbon Brush | 2 | Pieces | IDR | 65000 | 130000 | 2018-07-31 | FIP Engineering | Joko Nugroho | FIP Engineering | FIP-DOM-000-11304-OS00001-INA-000000 | PO Closed | GL1807041 | 2018-07-11 | - | 2018-07-26
181750238-1 | 181750238 - Approved | 1 | O-51742-00 | SENSOR SUHU 2 x PT100 (DUPLEX), Jumo type 902810/13 Dia probe 6 mm, probe lenght 150 mm, conection threaded dia 29,1 mm. range temp. -15 ~ 150 oC. | 1 | Unit | IDR | 5600000 | 5600000 | 2018-09-17 | FIP Engineering | Joko Nugroho | FIP Engineering | FIP-DOM-000-11304-OS00001-INA-000000 | PO Closed | GL1808020 | 2018-07-11 | - | 2018-10-09
181750236-1 | 181750236 - Approved | 1 | S-85000-00 | Form Engineering Job Order; Bahan : Ncr 2 Ply ( putih + Merah ); Isi : 50 Set / buku ( 100 lbr ); Ukuran :1/2 Folio | 4 | Pack | IDR | 35000 | 140000 | 2018-07-26 | FIP General | Joko Nugroho | FIP Engineering | FIP-DOM-ENG-51402-0000000-INA-000000 | PO Closed | GL1807003 | 2018-07-11 | - | 2018-07-23
181750236-2 | 181750236 - Approved | 2 | O-51653-00 | Kipas Panel Merk Rexnord, Model REC-22038 A2 VAC 220Hz 50/60 AMP-0.1; Rexnord; ; | 3 | Pieces | IDR | 125000 | 375000 | 2018-07-26 | FIP Engineering | Joko Nugroho | FIP Engineering | FIP-DOM-000-11304-OS00001-INA-000000 | PO Closed | GL1807041 | 2018-07-11 | - | 2018-07-26
181750188-13 | 181750188 - Approved | 13 | P-51793-00 | Junction Box 20x30x15 cm; ; ; | 1 | Pieces | IDR | 220000 | 220000 | 2018-07-31 | FIP General | Joko Nugroho | FIP Engineering | FIP-DOM-ENG-51404-0000000-INA-000000 | PO Closed | GL1807041 | 2018-07-11 | - | 2018-07-26
181750188-13 | 181750188 - Approved | 13 | P-51780-00 | Temperature Controller type E5CN; Merk Omron; ; | 1 | Unit | IDR | 2450000 | 2450000 | 2018-07-31 | FIP Engineering | Joko Nugroho | FIP Engineering | FIP-DOM-000-11304-OS00001-INA-000000 | PO Closed | GL1807041 | 2018-07-11 | - | 2018-07-26
181750243-1 | 181750243 - Approved | 1 | O-16148-00 | O-Ring Silicone Red Uk.10.05 x 7.5 x 2.55; ; ; | 10 | Pieces | IDR | 35000 | 350000 | 2018-07-31 | FIP Engineering | Joko Nugroho | FIP Engineering | FIP-DOM-000-11304-OS00001-INA-000000 | PO Closed | GL1807043 | 2018-07-16 | - | 2018-08-08
181750235-6 | 181750235 - Approved | 6 | P-10342-00 | Alat potong - mata gergaji | 2 | Pieces | IDR | 20000 | 40000 | 2018-07-31 | FIP General | Joko Nugroho | FIP Engineering | FIP-DOM-ENG-51404-0000000-INA-000000 | PO Closed | GL1807059 | 2018-07-16 | - | 2018-08-02
181750235-6 | 181750235 - Approved | 6 | P-11694-00 | Mata Gerinda 4" | 15 | Pieces | IDR | 5000 | 75000 | 2018-07-31 | FIP General | Joko Nugroho | FIP Engineering | FIP-DOM-ENG-51404-0000000-INA-000000 | PO Closed | GL1807059 | 2018-07-16 | - | 2018-08-02
181750233-7 | 181750233 - Approved | 7 | P-11974-00 | Besi siku SS 304 40x40x3x6000 | 4 | Pieces | IDR | 650000 | 2600000 | 2018-08-06 | FIP General | Joko Nugroho | FIP Engineering | FIP-DOM-ENG-51404-0000000-INA-000000 | PO Closed | GL1810050 | 2018-07-16 | - | 2018-10-31
181750233-7 | 181750233 - Approved | 7 | P-17044-00 | Rubber Leveling Feet M10; ; ; | 4 | Pieces | IDR | 155000 | 620000 | 2018-08-06 | FIP General | Joko Nugroho | FIP Engineering | FIP-DOM-ENG-51404-0000000-INA-000000 | PO Closed | GL1809007 | 2018-07-16 | - | 2018-09-27
181750233-7 | 181750233 - Approved | 7 | Q-10192-00 | Dynabolt 8 X 40; ; ; | 10 | Pieces | IDR | 16500 | 165000 | 2018-08-06 | FIP General | Joko Nugroho | FIP Engineering | FIP-DOM-ENG-51404-0000000-INA-000000 | PO Closed | GL1809007 | 2018-07-16 | - | 2018-09-27
181750232-15 | 181750232 - Approved | 15 | P-17049-00 | Kikir Besi 8"; ; ; | 1 | Pieces | IDR | 300000 | 300000 | 2018-08-03 | FIP General | Joko Nugroho | FIP Engineering | FIP-DOM-ENG-51404-0000000-INA-000000 | PO Closed | GL1807060 | 2018-07-16 | - | 2018-08-09
181750232-15 | 181750232 - Approved | 15 | P-17001-00 | Hexabolt M8; ; ; | 1 | Pieces | IDR | 355000 | 355000 | 2018-08-03 | FIP General | Joko Nugroho | FIP Engineering | FIP-DOM-ENG-51404-0000000-INA-000000 | PO Closed | GL1807060 | 2018-07-16 | - | 2018-08-09
181750232-15 | 181750232 - Approved | 15 | P-14358-00 | Ring Plate SS M6; ; ; | 1 | Pieces | IDR | 15000 | 15000 | 2018-08-03 | FIP General | Joko Nugroho | FIP Engineering | FIP-DOM-ENG-51404-0000000-INA-000000 | PO Closed | GL1807060 | 2018-07-16 | - | 2018-08-09
181750232-15 | 181750232 - Approved | 15 | P-17047-00 | Hexabolt M6; ; ; | 1 | Pieces | IDR | 175000 | 175000 | 2018-08-03 | FIP General | Joko Nugroho | FIP Engineering | FIP-DOM-ENG-51404-0000000-INA-000000 | PO Closed | GL1807060 | 2018-07-16 | - | 2018-08-09
181750232-15 | 181750232 - Approved | 15 | P-14357-00 | Ring Plate SS M8; ; ; | 1 | Pieces | IDR | 30000 | 30000 | 2018-08-03 | FIP General | Joko Nugroho | FIP Engineering | FIP-DOM-ENG-51404-0000000-INA-000000 | PO Closed | GL1807060 | 2018-07-16 | - | 2018-08-09
181750230-12 | 181750230 - Approved | 12 | P-13269-00 | Fitting PVC - Sock PVC 4" | 2 | Pieces | IDR | 21500 | 43000 | 2018-08-20 | FIP General | Joko Nugroho | FIP Engineering | FIP-DOM-ENG-51404-0000000-INA-000000 | PO Closed | GL1808016 | 2018-07-16 | - | 2018-08-16
181750230-12 | 181750230 - Approved | 12 | P-17052-00 | Check Valve BRONZE 3/4"; ; ; | 2 | Pieces | IDR | 215000 | 430000 | 2018-08-20 | FIP General | Joko Nugroho | FIP Engineering | FIP-DOM-ENG-51404-0000000-INA-000000 | PO Closed | GL1808016 | 2018-07-16 | - | 2018-08-16
181750230-12 | 181750230 - Approved | 12 | P-17051-00 | Threading Pipe SS304 1/2"; ; ; | 2 | Pieces | IDR | 45000 | 90000 | 2018-08-20 | FIP General | Joko Nugroho | FIP Engineering | FIP-DOM-ENG-51404-0000000-INA-000000 | PO Closed | GL1808016 | 2018-07-16 | - | 2018-08-16
181750230-12 | 181750230 - Approved | 12 | P-17050-00 | Elbow 90 Kuningan 1/4" NPT x 6mm Tubing; ; ; | 2 | Pieces | IDR | 225000 | 450000 | 2018-08-20 | FIP General | Joko Nugroho | FIP Engineering | FIP-DOM-ENG-51404-0000000-INA-000000 | PO Closed | GL1808016 | 2018-07-16 | - | 2018-08-16
181750247-2 | 181750247 - Approved | 2 | O-51677-00 | Fork Sensor; brand SICK; type WFL80-60B416; Part No: 6036833 (Steriline No : 22179 ); SICK; ; | 1 | Unit | IDR | 6200000 | 6200000 | 2018-08-20 | FIP Engineering | Joko Nugroho | FIP Engineering | FIP-DOM-000-11304-OS00001-INA-000000 | PO Closed | GL1807052 | 2018-07-19 | - | 2018-09-06
181750245-1 | 181750245 - Approved | 1 | P-17026-00 | Cover Gasket Set DN15-25MM; ; ; | 8 | Unit | IDR | 774000 | 6192000 | 2018-08-31 | FIP Engineering | Joko Nugroho | FIP Engineering | FIP-DOM-000-11304-OS00001-INA-000000 | PO Closed | GL1807055 | 2018-07-19 | - | 2018-08-31
181750245-2 | 181750245 - Approved | 2 | P-17027-00 | Complete Gasket set for 1 1/2" FT43-10TV; ; ; | 1 | Unit | IDR | 758000 | 758000 | 2018-08-31 | FIP Engineering | Joko Nugroho | FIP Engineering | FIP-DOM-000-11304-OS00001-INA-000000 | PO Closed | GL1807055 | 2018-07-19 | - | 2018-08-31
181750245-4 | 181750245 - Approved | 4 | P-17034-00 | O-ring Gasket packet for 1/2" BTM7 Thermostatic Steam Trap; ; ; | 3 | Unit | IDR | 992000 | 2976000 | 2018-08-31 | FIP Engineering | Joko Nugroho | FIP Engineering | FIP-DOM-000-11304-OS00001-INA-000000 | PO Closed | GL1807055 | 2018-07-19 | - | 2018-08-31
181750232-15 | 181750232 - Approved | 15 | P-11694-00 | Mata Gerinda 4" | 1 | Pieces | IDR | 115000 | 115000 | 2018-08-03 | FIP General | Joko Nugroho | FIP Engineering | FIP-DOM-ENG-51404-0000000-INA-000000 | PO Closed | GL1807060 | 2018-07-19 | - | 2018-08-09
181750232-15 | 181750232 - Approved | 15 | P-11694-00 | Mata Gerinda 4" | 1 | Pieces | IDR | 190000 | 190000 | 2018-08-03 | FIP General | Joko Nugroho | FIP Engineering | FIP-DOM-ENG-51404-0000000-INA-000000 | PO Closed | GL1807060 | 2018-07-19 | - | 2018-08-09
181750233-7 | 181750233 - Approved | 7 | Q-50000-00 | Engsel Pintu SS | 1 | Pieces | IDR | 375000 | 375000 | 2018-08-06 | FIP General | Joko Nugroho | FIP Engineering | FIP-DOM-ENG-51404-0000000-INA-000000 | PO Closed | GL1809007 | 2018-07-20 | - | 2018-09-27
181750232-15 | 181750232 - Approved | 15 | P-10763-00 | Ferrule 1" SS 316L | 8 | Pieces | IDR | 235000 | 1880000 | 2018-08-03 | FIP General | Joko Nugroho | FIP Engineering | FIP-DOM-ENG-51404-0000000-INA-000000 | PO Closed | GL1807060 | 2018-07-20 | - | 2018-08-09
181750232-15 | 181750232 - Approved | 15 | P-12195-00 | Elbow SS 316 L dia 1inch | 2 | Pieces | IDR | 85000 | 170000 | 2018-08-03 | FIP Engineering | Joko Nugroho | FIP Engineering | FIP-DOM-000-11304-OS00001-INA-000000 | PO Closed | GL1807060 | 2018-07-20 | - | 2018-08-09
181750232-15 | 181750232 - Approved | 15 | P-10763-00 | Ferrule 1" SS 316L | 4 | Pieces | IDR | 195000 | 780000 | 2018-08-03 | FIP General | Joko Nugroho | FIP Engineering | FIP-DOM-ENG-51404-0000000-INA-000000 | PO Closed | GL1807060 | 2018-07-20 | - | 2018-08-09
181750230-12 | 181750230 - Approved | 12 | P-15391-00 | Fitting PVC - Reducer PVC AW 4" x 2"; ; ; | 2 | Pieces | IDR | 21000 | 42000 | 2018-08-20 | FIP General | Joko Nugroho | FIP Engineering | FIP-DOM-ENG-51404-0000000-INA-000000 | PO Closed | GL1808016 | 2018-07-20 | - | 2018-08-16
181750252-1 | 181750252 - Approved | 1 | O-15669-00 | STERILIZING CHAMBER HEATERS ;NO. 03 RIBBED HEATERS RCU - 1000W - 230VAC -50/60HZ MATERIAL AISI316/304, MECHANICAL DIMENSION:; LENGTH: 397 MM -CENTER DISTANCE: 50 MM HEATING BODY DIAMETER: 10 MM RIBBED DIAMETER: 22 MM; | 1 | Unit | EUR | 107.52 | 107.52 | 2018-09-24 | FIP Engineering | Joko Nugroho | FIP Engineering | FIP-DOM-000-11304-OS00001-INA-000000 | PO Closed | GL1808021 | 2018-07-23 | - | 2018-11-30
181750252-2 | 181750252 - Approved | 2 | O-15643-00 | NOZZLE FOR WATER ; STERILINE ; SS AISI 316L A-1/8MJJXP020S316; PART NO :5311 | 2 | Unit | EUR | 14.08 | 28.16 | 2018-09-24 | FIP Engineering | Joko Nugroho | FIP Engineering | FIP-DOM-000-11304-OS00001-INA-000000 | PO Closed | GL1808021 | 2018-07-23 | - | 2018-11-30
181750252-3 | 181750252 - Approved | 3 | O-15572-00 | CORDA TONDA IN NBR D=3MM; STERILINE ; PART NO :6829 | 4 | Unit | EUR | 1.28 | 5.12 | 2018-09-24 | FIP Engineering | Joko Nugroho | FIP Engineering | FIP-DOM-000-11304-OS00001-INA-000000 | PO Closed | GL1808021 | 2018-07-23 | - | 2018-11-30
181750252-5 | 181750252 - Approved | 5 | O-51817-00 | Temperature probe model PT100; double elements, 6 wires,diameter 3mm, length 100mm.Total silicone ca; ; ; | 1 | Unit | EUR | 193.28 | 193.28 | 2018-09-24 | FIP Engineering | Joko Nugroho | FIP Engineering | FIP-DOM-000-11304-OS00001-INA-000000 | PO Closed | GL1808021 | 2018-07-23 | - | 2018-11-30
181750252-6 | 181750252 - Approved | 6 | O-15905-00 | Temperature probe model PT100; single element, 3 wires diameter 3mm, length 250mm, Total silicone ca; ; ; | 1 | Unit | EUR | 94.72 | 94.72 | 2018-09-24 | FIP Engineering | Joko Nugroho | FIP Engineering | FIP-DOM-000-11304-OS00001-INA-000000 | PO Closed | GL1808021 | 2018-07-23 | - | 2018-11-30
181750252-10 | 181750252 - Approved | 10 | O-15587-00 | FILLING NEEDLE ; FILLING THE VIALS ; STERILINE : PART NO (308496,308710,306680,305421,305288,300359,301105,301106) | 2 | Unit | EUR | 250.88 | 501.76 | 2018-09-24 | FIP Engineering | Joko Nugroho | FIP Engineering | FIP-DOM-000-11304-OS00001-INA-000000 | PO Closed | GL1808021 | 2018-07-23 | - | 2018-11-30
181750252-12 | 181750252 - Approved | 12 | O-15587-00 | FILLING NEEDLE ; FILLING THE VIALS ; STERILINE : PART NO (308496,308710,306680,305421,305288,300359,301105,301106) | 2 | Unit | EUR | 250.88 | 501.76 | 2018-09-24 | FIP Engineering | Joko Nugroho | FIP Engineering | FIP-DOM-000-11304-OS00001-INA-000000 | PO Closed | GL1808021 | 2018-07-23 | - | 2018-11-30
181750250-1 | 181750250 - Approved | 1 | O-16149-00 | Freeze Dryer MBE1207 - Complete O-ring/Gasket for shelves below; ; 345x5.3;132x5.3;106x5.3;8x1.8;180x3.55; | 2 | Set | USD | 35.77 | 71.54 | 2018-09-10 | FIP Engineering | Joko Nugroho | FIP Engineering | FIP-DOM-000-11304-OS00001-INA-000000 | PO Closed | GL1807053 | 2018-07-23 | - | 2018-10-10
181750250-2 | 181750250 - Approved | 2 | O-16150-00 | Freeze Dryer MBE1207 - Complete O-Ring/Gasket Set for main valve's below; ; 243x5.3; 100x5.3; | 2 | Set | USD | 14.52 | 29.04 | 2018-09-10 | FIP Engineering | Joko Nugroho | FIP Engineering | FIP-DOM-000-11304-OS00001-INA-000000 | PO Closed | GL1807053 | 2018-07-23 | - | 2018-10-10
181750250-3 | 181750250 - Approved | 3 | O-16152-00 | Freeze Dryer MBE1207 - Circulation Pump Inlet Pressure Gauge Valve; CASTEL; 6110/23; Receiver Valve 1/4" SAE Flare + 3/8" NPT, Direct; | 2 | Unit | USD | 17.25 | 34.5 | 2018-09-10 | FIP Engineering | Joko Nugroho | FIP Engineering | FIP-DOM-000-11304-OS00001-INA-000000 | PO Closed | GL1807053 | 2018-07-23 | - | 2018-10-10
181750249-1 | 181750249 - Approved | 1 | O-16175-00 | O-RING T=3,53 :OR 4725 MVQ NT70-RED+M4 39269097; Order No : 5025020; ; ; | 6 | Unit | EUR | 2.59 | 15.54 | 2018-09-03 | FIP Engineering | Joko Nugroho | FIP Engineering | FIP-DOM-000-11304-OS00001-INA-000000 | PO Closed | GL1807058 | 2018-07-23 | - | 2018-11-16
181750249-2 | 181750249 - Approved | 2 | O-16174-00 | O-RING T=3,53 :OR 4400 MVQ70SH +M4 40169997 ; Order No : 5025024; ; ; | 6 | Unit | EUR | 4.07 | 24.42 | 2018-09-03 | FIP Engineering | Joko Nugroho | FIP Engineering | FIP-DOM-000-11304-OS00001-INA-000000 | PO Closed | GL1807058 | 2018-07-23 | - | 2018-11-16
181750249-3 | 181750249 - Approved | 3 | O-16173-00 | O-RING T=3,53 :OR 4275 MVQ NT80-RED 39269097; Order No : 5022383; ; ; | 12 | Unit | EUR | 1.15 | 13.8 | 2018-09-03 | FIP Engineering | Joko Nugroho | FIP Engineering | FIP-DOM-000-11304-OS00001-INA-000000 | PO Closed | GL1807058 | 2018-07-23 | - | 2018-11-16
181750233-6 | 181750233 - Approved | 6 | Q-10483-00 | Plat Bordes; ; ; | 1 | Unit | IDR | 1500000 | 1500000 | 2018-08-06 | FIP General | Joko Nugroho | FIP Engineering | FIP-DOM-ENG-51404-0000000-INA-000000 | PO Closed | GL1810050 | 2018-07-23 | - | 2018-10-31
181750254-1 | 181750254 - Approved | 1 | T-20123-00 | Acquity PDA/TUV 2489/2998 Perf Main Kit (lampu HPLC); Waters; P/N 201000281; 1 pc | 1 | Pieces | IDR | 11682400 | 11682400 | 2018-08-13 | FIP General | Joko Nugroho | FIP Engineering | FIP-DOM-ENG-51505-0000000-INA-000000 | PO Closed | GL1807057 | 2018-07-24 | - | 2018-08-24
181750259-1 | 181750259 - Approved | 1 | O-15786-00 | SG-1 Coiled Tubing W/3/8"FL Type : 1002-0161; ; ; | 1 | Unit | IDR | 4621312 | 4621312 | 2018-09-24 | FIP Engineering | Joko Nugroho | FIP Engineering | FIP-DOM-000-11304-OS00001-INA-000000 | PO Closed | GL1808023 | 2018-07-26 | - | 2018-09-21
181750235-6 | 181750235 - Approved | 6 | S-40035-00 | Clam Selang Stainless Steel | 5 | Pieces | IDR | 2000 | 10000 | 2018-08-13 | FIP General | Joko Nugroho | FIP Engineering | FIP-DOM-ENG-51404-0000000-INA-000000 | PO Closed | GL1807059 | 2018-07-26 | - | 2018-08-02
181750235-7 | 181750235 - Approved | 7 | S-40035-00 | Clam Selang Stainless Steel | 5 | Pieces | IDR | 2000 | 10000 | 2018-08-13 | FIP General | Joko Nugroho | FIP Engineering | FIP-DOM-ENG-51404-0000000-INA-000000 | PO Closed | GL1807059 | 2018-07-26 | - | 2018-08-02
181750235-8 | 181750235 - Approved | 8 | Q-10302-00 | Compound Gypsum; ; ; | 5 | Pack | IDR | 5000 | 25000 | 2018-08-13 | FIP General | Joko Nugroho | FIP Engineering | FIP-DOM-ENG-51502-0000000-INA-000000 | PO Closed | GL1807059 | 2018-07-26 | - | 2018-08-02
181750235-9 | 181750235 - Approved | 9 | Q-10500-00 | Paku; ; ; | 1 | Box | IDR | 20000 | 20000 | 2018-08-13 | FIP General | Joko Nugroho | FIP Engineering | FIP-DOM-ENG-51502-0000000-INA-000000 | PO Closed | GL1807059 | 2018-07-26 | - | 2018-08-02
181750235-10 | 181750235 - Approved | 10 | Q-90010-00 | Sendok Semen | 2 | Pieces | IDR | 10000 | 20000 | 2018-08-13 | FIP General | Joko Nugroho | FIP Engineering | FIP-DOM-ENG-51502-0000000-INA-000000 | PO Closed | GL1807059 | 2018-07-27 | - | 2018-08-02
181750230-12 | 181750230 - Approved | 12 | P-11842-00 | Ball Valve SS dia. 3/8 inch | 1 | Pieces | IDR | 290000 | 290000 | 2018-08-20 | FIP General | Joko Nugroho | FIP Engineering | FIP-DOM-ENG-51404-0000000-INA-000000 | PO Closed | GL1808016 | 2018-07-27 | - | 2018-08-20
181750235-11 | 181750235 - Approved | 11 | Q-10518-00 | Dempul; ; ; | 1 | Kilogram | IDR | 14000 | 14000 | 2018-08-13 | FIP General | Joko Nugroho | FIP Engineering | FIP-DOM-ENG-51502-0000000-INA-000000 | PO Closed | GL1807059 | 2018-07-28 | - | 2018-08-02
181750235-12 | 181750235 - Approved | 12 | Q-10152-00 | Kuas roller set | 2 | Pieces | IDR | 8000 | 16000 | 2018-08-13 | FIP General | Joko Nugroho | FIP Engineering | FIP-DOM-ENG-51502-0000000-INA-000000 | PO Closed | GL1807059 | 2018-07-28 | - | 2018-08-02
181750235-13 | 181750235 - Approved | 13 | Q-10152-00 | Kuas roller set | 1 | Pieces | IDR | 18000 | 18000 | 2018-08-13 | FIP General | Joko Nugroho | FIP Engineering | FIP-DOM-ENG-51502-0000000-INA-000000 | PO Closed | GL1807059 | 2018-07-28 | - | 2018-08-02
181750235-14 | 181750235 - Approved | 14 | Q-10516-00 | Pahat Besi / Cold Chisel; ; ; | 1 | Pieces | IDR | 10000 | 10000 | 2018-08-13 | FIP General | Joko Nugroho | FIP Engineering | FIP-DOM-ENG-51502-0000000-INA-000000 | PO Closed | GL1807059 | 2018-07-28 | - | 2018-08-02
181750235-15 | 181750235 - Approved | 15 | Q-10517-00 | Scraper / Kape Besi; ; ; | 1 | Pieces | IDR | 17000 | 17000 | 2018-08-19 | FIP General | Joko Nugroho | FIP Engineering | FIP-DOM-ENG-51502-0000000-INA-000000 | PO Closed | GL1807059 | 2018-07-28 | - | 2018-08-02
181750235-16 | 181750235 - Approved | 16 | Q-10517-00 | Scraper / Kape Besi; ; ; | 1 | Pieces | IDR | 12000 | 12000 | 2018-08-13 | FIP General | Joko Nugroho | FIP Engineering | FIP-DOM-ENG-51502-0000000-INA-000000 | PO Closed | GL1807059 | 2018-07-28 | - | 2018-08-02
181750235-17 | 181750235 - Approved | 17 | S-40097-00 | Kuas Cat | 4 | Pieces | IDR | 6000 | 24000 | 2018-08-13 | FIP General | Joko Nugroho | FIP Engineering | FIP-DOM-ENG-51502-0000000-INA-000000 | PO Closed | GL1807059 | 2018-07-28 | - | 2018-08-02
181750235-18 | 181750235 - Approved | 18 | P-16987-00 | Baut/Skrup Fisher; ; ; | 1 | Pieces | IDR | 12000 | 12000 | 2018-08-13 | FIP General | Joko Nugroho | FIP Engineering | FIP-DOM-ENG-51404-0000000-INA-000000 | PO Closed | GL1807059 | 2018-07-28 | - | 2018-08-02
181750235-19 | 181750235 - Approved | 19 | S-41621-00 | Ember plastik; ; ; | 3 | Pieces | IDR | 8000 | 24000 | 2018-08-13 | FIP General | Joko Nugroho | FIP Engineering | FIP-DOM-ENG-51502-0000000-INA-000000 | PO Closed | GL1807059 | 2018-07-28 | - | 2018-08-02
181750235-20 | 181750235 - Approved | 20 | Q-10042-00 | Thiner Epoxy @ 1 galon | 1 | Liter | IDR | 28000 | 28000 | 2018-08-13 | FIP General | Joko Nugroho | FIP Engineering | FIP-DOM-ENG-51502-0000000-INA-000000 | PO Closed | GL1807059 | 2018-07-28 | - | 2018-08-02
181750235-22 | 181750235 - Approved | 22 | Q-10492-00 | Amplas; ; ; lembar | 5 | Pieces | IDR | 2000 | 10000 | 2018-08-13 | FIP General | Joko Nugroho | FIP Engineering | FIP-DOM-ENG-51404-0000000-INA-000000 | PO Closed | GL1807059 | 2018-07-28 | - | 2018-08-02
181750235-23 | 181750235 - Approved | 23 | Q-10475-00 | Cat Tembok; ; ; | 1 | Can | IDR | 17500 | 17500 | 2018-08-13 | FIP General | Joko Nugroho | FIP Engineering | FIP-DOM-ENG-51502-0000000-INA-000000 | PO Closed | GL1807059 | 2018-07-28 | - | 2018-08-02
181750235-24 | 181750235 - Approved | 24 | Q-10379-00 | Bak Cat | 2 | Pieces | IDR | 5000 | 10000 | 2018-08-13 | FIP General | Joko Nugroho | FIP Engineering | FIP-DOM-ENG-51502-0000000-INA-000000 | PO Closed | GL1807059 | 2018-07-28 | - | 2018-08-02
181750235-24 | 181750235 - Approved | 24 | P-17000-00 | Dynabolt M8; ; ; | 10 | Pieces | IDR | 1000 | 10000 | 2018-08-13 | FIP General | Joko Nugroho | FIP Engineering | FIP-DOM-ENG-51404-0000000-INA-000000 | PO Closed | GL1807059 | 2018-07-28 | - | 2018-08-02
181750235-25 | 181750235 - Approved | 25 | P-17061-00 | Baut V Sink 4 x 10 mm; ; ; | 3 | Pieces | IDR | 666.7 | 2000.1 | 2018-08-13 | FIP General | Joko Nugroho | FIP Engineering | FIP-DOM-ENG-51404-0000000-INA-000000 | PO Closed | GL1807059 | 2018-07-28 | - | 2018-08-02
181750235-26 | 181750235 - Approved | 26 | P-17060-00 | Baut V Sink 5 x 10 mm; ; ; | 3 | Pieces | IDR | 666.7 | 2000.1 | 2018-08-13 | FIP General | Joko Nugroho | FIP Engineering | FIP-DOM-ENG-51404-0000000-INA-000000 | PO Closed | GL1807059 | 2018-07-28 | - | 2018-08-02
181750235-27 | 181750235 - Approved | 27 | P-11163-00 | Pneumatic Fitting | 2 | Pieces | IDR | 10000 | 20000 | 2018-08-13 | FIP General | Joko Nugroho | FIP Engineering | FIP-DOM-ENG-51404-0000000-INA-000000 | PO Closed | GL1807059 | 2018-07-28 | - | 2018-08-02
181750235-28 | 181750235 - Approved | 28 | P-10488-00 | Baut SS M 6 | 10 | Pieces | IDR | 2500 | 25000 | 2018-08-13 | FIP General | Joko Nugroho | FIP Engineering | FIP-DOM-ENG-51404-0000000-INA-000000 | PO Closed | GL1807059 | 2018-07-28 | - | 2018-08-02
181750235-29 | 181750235 - Approved | 29 | P-10489-00 | Baut SS M 8 | 5 | Pieces | IDR | 3500 | 17500 | 2018-08-13 | FIP General | Joko Nugroho | FIP Engineering | FIP-DOM-ENG-51404-0000000-INA-000000 | PO Closed | GL1807059 | 2018-07-28 | - | 2018-08-02
181750235-30 | 181750235 - Approved | 30 | P-11002-00 | Mur SS 6 mm | 10 | Pieces | IDR | 300 | 3000 | 2018-08-13 | FIP General | Joko Nugroho | FIP Engineering | FIP-DOM-ENG-51404-0000000-INA-000000 | PO Closed | GL1807059 | 2018-07-28 | - | 2018-08-02
181750235-31 | 181750235 - Approved | 31 | P-11003-00 | Mur SS 8 mm | 5 | Pieces | IDR | 400 | 2000 | 2018-08-13 | FIP General | Joko Nugroho | FIP Engineering | FIP-DOM-ENG-51404-0000000-INA-000000 | PO Closed | GL1807059 | 2018-07-28 | - | 2018-08-02
181750252-17 | 181750252 - Approved | 17 | O-16188-00 | Assembling external washing nozzle P/N 21025; Steriline; ; | 1 | Unit | EUR | 345.6 | 345.6 | 2018-09-24 | FIP Engineering | Joko Nugroho | FIP Engineering | FIP-DOM-000-11304-OS00001-INA-000000 | PO Closed | GL1808021 | 2018-07-30 | - | 2018-11-30
181750252-17 | 181750252 - Approved | 17 | O-16189-00 | Assembling exernal drying nozzle P/N. 21029; Steriline; ; | 1 | Unit | EUR | 345.6 | 345.6 | 2018-09-24 | FIP Engineering | Joko Nugroho | FIP Engineering | FIP-DOM-000-11304-OS00001-INA-000000 | PO Closed | GL1808021 | 2018-07-30 | - | 2018-11-30
181750235-32 | 181750235 - Approved | 32 | P-10435-00 | Baut L SS Tanam | 10 | Pieces | IDR | 1300 | 13000 | 2018-08-13 | FIP General | Joko Nugroho | FIP Engineering | FIP-DOM-ENG-51404-0000000-INA-000000 | PO Closed | GL1807059 | 2018-07-30 | - | 2018-08-02
181750230-12 | 181750230 - Approved | 12 | P-16635-00 | Pipa SS 304 Sch 10 dia. 1 x 6000 mm | 1 | Pieces | IDR | 720000 | 720000 | 2018-08-20 | FIP General | Joko Nugroho | FIP Engineering | FIP-DOM-ENG-51404-0000000-INA-000000 | PO Closed | GL1808016 | 2018-07-30 | - | 2018-08-16
181750230-12 | 181750230 - Approved | 12 | P-14764-00 | Tee PVC 4" Rucika | 2 | Pieces | IDR | 45000 | 90000 | 2018-08-20 | FIP Engineering | Joko Nugroho | FIP Engineering | FIP-DOM-000-11304-OS00001-INA-000000 | PO Closed | GL1808016 | 2018-07-30 | - | 2018-08-16
181750230-12 | 181750230 - Approved | 12 | P-15596-00 | Elbow SS 304 dia. 1 Sch 10 | 1 | Pieces | IDR | 65000 | 65000 | 2018-08-20 | FIP General | Joko Nugroho | FIP Engineering | FIP-DOM-ENG-51404-0000000-INA-000000 | PO Closed | GL1808016 | 2018-07-30 | - | 2018-08-16
181750267-1 | 181750267 - Approved | 1 | P-17063-00 | DOSING PUMP; ; ; | 1 | Unit | IDR | 6700000 | 6700000 | 2018-08-31 | FIP General | Joko Nugroho | FIP Engineering | FIP-DOM-ENG-51504-0000000-INA-000000 | PO Closed | GL1808017 | 2018-07-31 | - | 2018-08-16
181750259-2 | 181750259 - Approved | 2 | O-16187-00 | Timing Belt Lbr. 55mm Pjg Keliling 420mm; ; ; | 3 | Pieces | IDR | 90000 | 270000 | 2018-08-13 | FIP General | Joko Nugroho | FIP Engineering | FIP-DOM-ENG-51504-0000000-INA-000000 | PO Closed | GL1808022 | 2018-07-31 | - | 2018-08-23
181750257-2 | 181750257 - Approved | 2 | O-54031-00 | Profibus Connector SIEMENS, Simatic DP 6ES7972-0BA52-0XA0; ; ; | 3 | Unit | IDR | 700000 | 2100000 | 2018-08-13 | FIP Engineering | Joko Nugroho | FIP Engineering | FIP-DOM-000-11304-OS00001-INA-000000 | PO Closed | GL1808002 | 2018-07-31 | - | 2018-08-10
181750257-3 | 181750257 - Approved | 3 | P-17062-00 | Element Filter for N2; P/N : NXE-90-Z; NEXUS; ; | 1 | Unit | IDR | 1200000 | 1200000 | 2018-08-24 | FIP Engineering | Joko Nugroho | FIP Engineering | FIP-DOM-000-11304-OS00001-INA-000000 | PO Closed | GL1808018 | 2018-07-31 | - | 2018-10-11
181750252-12 | 181750252 - Approved | 12 | O-51708-00 | ELECTROVALVE 1/4'' GAS FF 24V DC N.C. HIGH TEMPERATURE DP GAS AND LIQUID 0?8BAR | 1 | Unit | EUR | 160 | 160 | 2018-09-24 | FIP Engineering | Joko Nugroho | FIP Engineering | FIP-DOM-000-11304-OS00001-INA-000000 | PO Closed | GL1808021 | 2018-08-02 | - | 2018-11-30
181750272-1 | 181750272 - Approved | 1 | S-60002-00 | Material untuk perbaikan recorder mesin tunnel steriline; SUB 61/DISPLAY | 1 | Lot | IDR | 27222430.88 | 27222430.88 | 2018-09-17 | FIP General | Joko Nugroho | FIP Engineering | FIP-DOM-ENG-51508-0000000-INA-000000 | PO Closed | GL1808024 | 2018-08-03 | - | 2018-10-12
181750272-2 | 181750272 - Approved | 2 | S-60002-00 | Instal & Setting untuk perbaikan recorder mesin tunnel steriline | 1 | Lot | IDR | 3500000 | 3500000 | 2018-09-17 | FIP General | Joko Nugroho | FIP Engineering | FIP-DOM-ENG-51508-0000000-INA-000000 | PO Closed | GL1808024 | 2018-08-03 | - | 2018-10-12
181750252-13 | 181750252 - Approved | 13 | S-44000-00 | Packing dan Other Charges; ; ; | 1 | Lot | EUR | 85 | 85 | 2018-09-24 | FIP General | Joko Nugroho | FIP Engineering | FIP-DOM-ENG-51504-0000000-INA-000000 | PO Closed | GL1808021 | 2018-08-03 | - | 2018-11-30
181750276-1 | 181750276 - Approved | 1 | S-60002-00 | Material untuk Perbaikan UPS; Capasitor P/N : 01502006 | 3 | Lot | IDR | 648750 | 1946250 | 2018-08-24 | FIP General | Joko Nugroho | FIP Engineering | FIP-DOM-ENG-51508-0000000-INA-000000 | PO Closed | GL1808025 | 2018-08-06 | - | 2018-08-31
181750276-2 | 181750276 - Approved | 2 | S-60002-00 | Material untuk Perbaikan UPS;Capasitor P/N : 01502010 | 2 | Lot | IDR | 1612500 | 3225000 | 2018-08-24 | FIP General | Joko Nugroho | FIP Engineering | FIP-DOM-ENG-51508-0000000-INA-000000 | PO Closed | GL1808025 | 2018-08-06 | - | 2018-08-31
181750276-3 | 181750276 - Approved | 3 | S-60002-00 | Material untuk Perbaikan UPS; Fuse P/N: 06.02010066 | 1 | Lot | IDR | 562500 | 562500 | 2018-08-24 | FIP General | Joko Nugroho | FIP Engineering | FIP-DOM-ENG-51508-0000000-INA-000000 | PO Closed | GL1808025 | 2018-08-06 | - | 2018-08-31
181750276-4 | 181750276 - Approved | 4 | S-60002-00 | Service dan Transportasi untuk Perbaikan UPS | 1 | Lot | IDR | 2500000 | 2500000 | 2018-08-24 | FIP General | Joko Nugroho | FIP Engineering | FIP-DOM-ENG-51508-0000000-INA-000000 | PO Closed | GL1808025 | 2018-08-06 | - | 2018-08-31
181750275-2 | 181750275 - Approved | 2 | P-51236-00 | Skun ( I ) pin dia 0.75 mm | 1 | Pieces | IDR | 60000 | 60000 | 2018-08-24 | FIP Engineering | Joko Nugroho | FIP Engineering | FIP-DOM-000-11304-OS00001-INA-000000 | PO Closed | GL1808029 | 2018-08-06 | - | 2018-08-15
181750273-1 | 181750273 - Approved | 1 | P-10387-00 | Ball Valve Kuningan 3/4" KITZ | 2 | Pieces | IDR | 320000 | 640000 | 2018-08-27 | FIP Engineering | Joko Nugroho | FIP Engineering | FIP-DOM-000-11304-OS00001-INA-000000 | PO Closed | GL1808035 | 2018-08-06 | - | 2018-08-27
181750273-11 | 181750273 - Approved | 11 | P-11694-00 | Mata Gerinda 4" | 1 | Pieces | IDR | 100000 | 100000 | 2018-08-27 | FIP General | Joko Nugroho | FIP Engineering | FIP-DOM-ENG-51404-0000000-INA-000000 | PO Closed | GL1808035 | 2018-08-06 | - | 2018-08-27
181750273-12 | 181750273 - Approved | 12 | P-11694-00 | Mata Gerinda 4" | 1 | Pieces | IDR | 175000 | 175000 | 2018-08-27 | FIP General | Joko Nugroho | FIP Engineering | FIP-DOM-ENG-51404-0000000-INA-000000 | PO Closed | GL1808035 | 2018-08-06 | - | 2018-08-27
181750282-1 | 181750282 - Approved | 1 | P-51718-00 | Lampu LED 12 VDC P. 30 cm; ; ; | 3 | Pieces | IDR | 220000 | 660000 | 2018-08-27 | FIP General | Joko Nugroho | FIP Engineering | FIP-DOM-ENG-51504-0000000-INA-000000 | PO Closed | GL1808022 | 2018-08-07 | - | 2018-08-23
181750282-2 | 181750282 - Approved | 2 | O-51850-00 | Power Supply 220 VAC 12 VDC, 3 Ampere; ; ; | 2 | Pieces | IDR | 125000 | 250000 | 2018-08-27 | FIP Engineering | Joko Nugroho | FIP Engineering | FIP-DOM-000-11304-OS00001-INA-000000 | PO Closed | GL1808022 | 2018-08-07 | - | 2018-08-23
181750282-3 | 181750282 - Approved | 3 | P-53167-00 | Ballast Electronic EB-C 236 TL5, 2x36W; Phillips; ; | 10 | Pieces | IDR | 88500 | 885000 | 2018-08-27 | FIP Engineering | Joko Nugroho | FIP Engineering | FIP-DOM-000-11304-OS00001-INA-000000 | PO Closed | GL1808022 | 2018-08-07 | - | 2018-08-23
181750282-4 | 181750282 - Approved | 4 | P-53173-00 | Ballast Electronic EB-C 214 TL5, 2x14W; Phillips; ; | 8 | Pieces | IDR | 115000 | 920000 | 2018-08-27 | FIP Engineering | Joko Nugroho | FIP Engineering | FIP-DOM-000-11304-OS00001-INA-000000 | PO Closed | GL1808022 | 2018-08-07 | - | 2018-08-23
181750280-1 | 181750280 - Approved | 1 | P-14453-00 | Filter IAF MB Series (Medium Filter), efficiency : 60-65 %, Size: 24 x 24 x 12 inch; IAF; ; | 3 | Pieces | IDR | 740000 | 2220000 | 2018-08-24 | FIP Engineering | Joko Nugroho | FIP Engineering | FIP-DOM-000-11304-OS00001-INA-000000 | PO Closed | GL1808027 | 2018-08-07 | - | 2018-09-04
181750280-2 | 181750280 - Approved | 2 | P-14454-00 | Filter IAF MB Series (Medium Filter), efficiency : 60-65 %, Size: 12 x 24 x 12 inch; IAF; ; | 3 | Pieces | IDR | 560000 | 1680000 | 2018-08-24 | FIP Engineering | Joko Nugroho | FIP Engineering | FIP-DOM-000-11304-OS00001-INA-000000 | PO Closed | GL1808027 | 2018-08-07 | - | 2018-09-04
181750280-3 | 181750280 - Approved | 3 | P-14456-00 | Filter IAF MBV Series (Medium Filter), efficiency : 80-85 %, Size: 12 x 24 x 12 inch; IAF; ; | 5 | Pieces | IDR | 540000 | 2700000 | 2018-08-24 | FIP Engineering | Joko Nugroho | FIP Engineering | FIP-DOM-000-11304-OS00001-INA-000000 | PO Closed | GL1808027 | 2018-08-07 | - | 2018-09-04
181750280-4 | 181750280 - Approved | 4 | P-14457-00 | Filter IAF MBV Series (Medium Filter), efficiency : 90-95 %, Size: 24 x 24 x 12 inch; IAF; ; | 4 | Pieces | IDR | 1800000 | 7200000 | 2018-08-24 | FIP Engineering | Joko Nugroho | FIP Engineering | FIP-DOM-000-11304-OS00001-INA-000000 | PO Closed | GL1808027 | 2018-08-07 | - | 2018-09-04
181750280-5 | 181750280 - Approved | 5 | P-14458-00 | Filter IAF MBV Series (Medium Filter), efficiency : 90-95 %, Size: 12 x 24 x 12 inch; IAF; ; | 4 | Pieces | IDR | 1200000 | 4800000 | 2018-08-24 | FIP Engineering | Joko Nugroho | FIP Engineering | FIP-DOM-000-11304-OS00001-INA-000000 | PO Closed | GL1808027 | 2018-08-07 | - | 2018-09-04
181750275-5 | 181750275 - Approved | 5 | O-51904-00 | Capasitor 50 mf 400 V; ; ; | 6 | Pieces | IDR | 160000 | 960000 | 2018-08-24 | FIP Engineering | Joko Nugroho | FIP Engineering | FIP-DOM-000-11304-OS00001-INA-000000 | PO Closed | GL1808029 | 2018-08-09 | - | 2018-08-15
181750275-5 | 181750275 - Approved | 5 | Q-10284-00 | Tile Grout AM 54; ; ; | 1 | Liter | IDR | 18000 | 18000 | 2018-08-24 | FIP General | Joko Nugroho | FIP Engineering | FIP-DOM-ENG-51502-0000000-INA-000000 | PO Closed | GL1808029 | 2018-08-09 | - | 2018-08-15
181750275-5 | 181750275 - Approved | 5 | P-11694-00 | Mata Gerinda 4" | 5 | Pieces | IDR | 5000 | 25000 | 2018-08-24 | FIP General | Joko Nugroho | FIP Engineering | FIP-DOM-ENG-51404-0000000-INA-000000 | PO Closed | GL1808029 | 2018-08-09 | - | 2018-08-15
181750275-5 | 181750275 - Approved | 5 | P-10952-00 | Kawat Las Dia = 3,2 X 350 mm Besi RD 260 | 1 | Pieces | IDR | 32000 | 32000 | 2018-08-24 | FIP Engineering | Joko Nugroho | FIP Engineering | FIP-DOM-000-11304-OS00001-INA-000000 | PO Closed | GL1808029 | 2018-08-09 | - | 2018-08-15
181750275-6 | 181750275 - Approved | 6 | P-51236-00 | Skun ( I ) pin dia 0.75 mm | 20 | Pieces | IDR | 1000 | 20000 | 2018-08-24 | FIP Engineering | Joko Nugroho | FIP Engineering | FIP-DOM-000-11304-OS00001-INA-000000 | PO Closed | GL1808029 | 2018-08-09 | - | 2018-08-15
181750274-10 | 181750274 - Approved | 10 | P-13496-00 | Pipe Insulation; ; ; | 2 | Pieces | IDR | 20000 | 40000 | 2018-10-12 | FIP General | Joko Nugroho | FIP Engineering | FIP-DOM-ENG-51404-0000000-INA-000000 | PO Closed | GL1810013 | 2018-08-09 | - | 2018-10-31
181750274-10 | 181750274 - Approved | 10 | P-13497-00 | Engsel Piano SS; ; ; | 1 | Pieces | IDR | 175000 | 175000 | 2018-10-12 | FIP General | Joko Nugroho | FIP Engineering | FIP-DOM-ENG-51404-0000000-INA-000000 | PO Closed | GL1810013 | 2018-08-09 | - | 2018-10-31
181750274-10 | 181750274 - Approved | 10 | P-13502-00 | Thread pipa SUS304 3/4 inch; ; ; | 7 | Pieces | IDR | 85000 | 595000 | 2018-10-12 | FIP General | Joko Nugroho | FIP Engineering | FIP-DOM-ENG-51404-0000000-INA-000000 | PO Closed | GL1810013 | 2018-08-09 | - | 2018-10-31
181750274-10 | 181750274 - Approved | 10 | P-12951-00 | Water mur SS 304 dia 3/4inch | 2 | Pieces | IDR | 85000 | 170000 | 2018-10-12 | FIP General | Joko Nugroho | FIP Engineering | FIP-DOM-ENG-51404-0000000-INA-000000 | PO Closed | GL1810013 | 2018-08-09 | - | 2018-10-31
181750274-10 | 181750274 - Approved | 10 | P-13498-00 | Panel Lock MS603; ; ; | 1 | Pieces | IDR | 27500 | 27500 | 2018-10-12 | FIP General | Joko Nugroho | FIP Engineering | FIP-DOM-ENG-51404-0000000-INA-000000 | PO Closed | GL1810013 | 2018-08-09 | - | 2018-10-31
181750274-10 | 181750274 - Approved | 10 | S-40335-00 | Lem Insuflex Insulation; ; ; | 1 | Can | IDR | 190000 | 190000 | 2018-10-12 | FIP General | Joko Nugroho | FIP Engineering | FIP-DOM-ENG-51404-0000000-INA-000000 | PO Closed | GL1810013 | 2018-08-09 | - | 2018-10-31
181750274-10 | 181750274 - Approved | 10 | P-12456-00 | KITZ - Gate Valve dia 3/4inch | 3 | Pieces | IDR | 190000 | 570000 | 2018-10-12 | FIP General | Joko Nugroho | FIP Engineering | FIP-DOM-ENG-51404-0000000-INA-000000 | PO Closed | GL1810013 | 2018-08-09 | - | 2018-10-31
181750274-10 | 181750274 - Approved | 10 | P-13495-00 | Tee Conection Thread SS304 3/4 inch; ; ; | 1 | Pieces | IDR | 45000 | 45000 | 2018-10-12 | FIP General | Joko Nugroho | FIP Engineering | FIP-DOM-ENG-51404-0000000-INA-000000 | PO Closed | GL1810013 | 2018-08-09 | - | 2018-10-31
181750273-13 | 181750273 - Approved | 13 | P-12185-00 | Elbow PVC AW 90 deg dia 1inch | 4 | Pieces | IDR | 15000 | 60000 | 2018-08-27 | FIP General | Joko Nugroho | FIP Engineering | FIP-DOM-ENG-51404-0000000-INA-000000 | PO Closed | GL1808034 | 2018-08-09 | - | 2018-08-24
181750273-13 | 181750273 - Approved | 13 | P-12951-00 | Water mur SS 304 dia 3/4inch | 4 | Pieces | IDR | 55000 | 220000 | 2018-08-27 | FIP General | Joko Nugroho | FIP Engineering | FIP-DOM-ENG-51404-0000000-INA-000000 | PO Closed | GL1808035 | 2018-08-09 | - | 2018-08-27
181750273-13 | 181750273 - Approved | 13 | P-13499-00 | DOP Pipa PVC 4.0 inch; ; ; | 1 | Pieces | IDR | 35000 | 35000 | 2018-08-27 | FIP General | Joko Nugroho | FIP Engineering | FIP-DOM-ENG-51404-0000000-INA-000000 | PO Closed | GL1808034 | 2018-08-09 | - | 2018-08-24
181750273-13 | 181750273 - Approved | 13 | P-12749-00 | RUCIKA - Pipa PVC AW dia 1inch | 1 | Pieces | IDR | 75000 | 75000 | 2018-08-27 | FIP Engineering | Joko Nugroho | FIP Engineering | FIP-DOM-000-11304-OS00001-INA-000000 | PO Closed | GL1808034 | 2018-08-09 | - | 2018-08-24
181750273-13 | 181750273 - Approved | 13 | P-10892-00 | Fitting PVC - SDL PVC 1" | 2 | Pieces | IDR | 15000 | 30000 | 2018-08-27 | FIP Engineering | Joko Nugroho | FIP Engineering | FIP-DOM-000-11304-OS00001-INA-000000 | PO Closed | GL1808034 | 2018-08-09 | - | 2018-08-24
181750273-13 | 181750273 - Approved | 13 | P-13501-00 | Pipa SCH10 SUS304 3/4 inch; ; ; | 1 | Pieces | IDR | 440000 | 440000 | 2018-08-27 | FIP General | Joko Nugroho | FIP Engineering | FIP-DOM-ENG-51404-0000000-INA-000000 | PO Closed | GL1808035 | 2018-08-09 | - | 2018-08-27
181750273-13 | 181750273 - Approved | 13 | P-10906-00 | Fitting PVC - Tee PVC 1" Rucika AW | 3 | Pieces | IDR | 7200 | 21600 | 2018-08-27 | FIP Engineering | Joko Nugroho | FIP Engineering | FIP-DOM-000-11304-OS00001-INA-000000 | PO Closed | GL1808034 | 2018-08-09 | - | 2018-08-24
181750273-13 | 181750273 - Approved | 13 | P-13500-00 | Elbow SCH10 welded SUS304 3/4 inch; ; ; | 4 | Pieces | IDR | 45000 | 180000 | 2018-08-27 | FIP General | Joko Nugroho | FIP Engineering | FIP-DOM-ENG-51404-0000000-INA-000000 | PO Closed | GL1808035 | 2018-08-09 | - | 2018-08-27
181750273-13 | 181750273 - Approved | 13 | P-13502-00 | Thread pipa SUS304 3/4 inch; ; ; | 8 | Pieces | IDR | 30000 | 240000 | 2018-08-27 | FIP General | Joko Nugroho | FIP Engineering | FIP-DOM-ENG-51404-0000000-INA-000000 | PO Closed | GL1808035 | 2018-08-09 | - | 2018-08-27
181750284-2 | 181750284 - Approved | 2 | O-16202-00 | TRANSFER PUMP; ; ; | 1 | Unit | IDR | 5527000 | 5527000 | 2018-08-24 | FIP General | Joko Nugroho | FIP Engineering | FIP-DOM-ENG-51504-0000000-INA-000000 | PO Closed | GL1808030 | 2018-08-13 | - | 2018-08-16
181750287-1 | 181750287 - Approved | 1 | S-60002-00 | Service HP LaserJet M203-M206 | 1 | Lot | IDR | 80000 | 80000 | 2018-08-31 | FIP General | Joko Nugroho | FIP Engineering | FIP-DOM-ENG-51508-0000000-INA-000000 | PO Closed | GL1808048 | 2018-08-14 | - | 2018-09-14
181750287-2 | 181750287 - Approved | 2 | S-60002-00 | Material untuk Service HP LaserJet M203-M206; SENSOR CARIEGE | 1 | Lot | IDR | 200000 | 200000 | 2018-08-31 | FIP General | Joko Nugroho | FIP Engineering | FIP-DOM-ENG-51508-0000000-INA-000000 | PO Closed | GL1808048 | 2018-08-14 | - | 2018-09-14
181750289-1 | 181750289 - Approved | 1 | S-60002-00 | SERVICE MOTOR SUBMERSIBLE 800 W & PERGANTIAN CAPASITOR 12,5 MF | 1 | Lot | IDR | 200000 | 200000 | 2018-08-31 | FIP General | Joko Nugroho | FIP Engineering | FIP-DOM-ENG-51508-0000000-INA-000000 | PO Closed | GL1809003 | 2018-08-20 | - | 2018-09-11
181750291-1 | 181750291 - Approved | 1 | S-60002-00 | Service Alat Particle Counter 3445 | 1 | Lot | IDR | 1000000 | 1000000 | 2018-08-31 | FIP General | Joko Nugroho | FIP Engineering | FIP-DOM-ENG-51508-0000000-INA-000000 | PO Closed | GL1808049 | 2018-08-21 | - | 2018-09-14
181750291-2 | 181750291 - Approved | 2 | S-60002-00 | Material Service Alat Particle Counter 3445; LCD Glass | 1 | Lot | IDR | 4500000 | 4500000 | 2018-08-31 | FIP General | Joko Nugroho | FIP Engineering | FIP-DOM-ENG-51508-0000000-INA-000000 | PO Closed | GL1808049 | 2018-08-21 | - | 2018-09-14
181750296-1 | 181750296 - Approved | 1 | O-16175-00 | O-RING T=3,53 :OR 4725 MVQ NT70-RED+M4 39269097; Order No : 5025020; ; ; | 6 | Unit | EUR | 2.59 | 15.54 | 2018-09-28 | FIP Engineering | Joko Nugroho | FIP Engineering | FIP-DOM-000-11304-OS00001-INA-000000 | PO Closed | GL1807058 | 2018-08-24 | - | 2018-11-16
181750296-2 | 181750296 - Approved | 2 | O-16174-00 | O-RING T=3,53 :OR 4400 MVQ70SH +M4 40169997 ; Order No : 5025024; ; ; | 6 | Unit | EUR | 4.07 | 24.42 | 2018-09-28 | FIP Engineering | Joko Nugroho | FIP Engineering | FIP-DOM-000-11304-OS00001-INA-000000 | PO Closed | GL1807058 | 2018-08-24 | - | 2018-11-16
181750296-3 | 181750296 - Approved | 3 | O-16173-00 | O-RING T=3,53 :OR 4275 MVQ NT80-RED 39269097; Order No : 5022383; ; ; | 12 | Unit | EUR | 1.15 | 13.8 | 2018-09-28 | FIP Engineering | Joko Nugroho | FIP Engineering | FIP-DOM-000-11304-OS00001-INA-000000 | PO Closed | GL1807058 | 2018-08-24 | - | 2018-11-16
181750299-1 | 181750299 - Approved | 1 | R-62001-00 | WEARNES™ 9110L PREMIERE; Processor Intel Core i5; Chipset Intel H110; Memory 4GB DDR4; Harddisk 1TB SATA; Integrated Gigabit Ethernet 10/100/1000 Mbps; Include OS Win 10 Pro DPK; Integrated intel HD Graphics; Integrated intel HD Audio | 1 | Unit | IDR | 9135000 | 9135000 | 2018-10-01 | FIP General | Joko Nugroho | FIP Engineering | FIP-DOM-ENG-13408-ITNB191-INA-000000 | PO Closed | GL1809051 | 2018-08-28 | - | 2018-10-02
181750297-5 | 181750297 - Approved | 5 | S-44000-00 | Packing dan Other Charges; ; ; | 1 | Lot | IDR | 100000 | 100000 | 2018-09-24 | FIP General | Joko Nugroho | FIP Engineering | FIP-DOM-ENG-51504-0000000-INA-000000 | PO Closed | GL1809026 | 2018-08-28 | - | 2018-11-23
181750315-1 | 181750315 - Approved | 1 | S-60002-00 | Material untuk Perbaikan Central UPS 20 kVA ; Bank 1 : 32 Battery 9AH/12V, 32 x @Rp. 270.000 | 1 | Lot | IDR | 8600000 | 8600000 | 2018-09-17 | FIP General | Joko Nugroho | FIP Engineering | FIP-DOM-ENG-51508-0000000-INA-000000 | PO Closed | GL1809009 | 2018-09-03 | - | 2018-09-17
181750315-2 | 181750315 - Approved | 2 | S-60002-00 | Material Untuk Perbaikan Central UPS 20 kVA;Bank 2 : 6 Battery 9AH/12V, 32 x @Rp. 270.000 | 1 | Lot | IDR | 1620000 | 1620000 | 2018-09-17 | FIP General | Joko Nugroho | FIP Engineering | FIP-DOM-ENG-51508-0000000-INA-000000 | PO Closed | GL1809009 | 2018-09-03 | - | 2018-09-17
181750315-3 | 181750315 - Approved | 3 | S-60002-00 | Biaya kirim + bongkar pasang battery | 1 | Lot | IDR | 1000000 | 1000000 | 2018-09-17 | FIP General | Joko Nugroho | FIP Engineering | FIP-DOM-ENG-51508-0000000-INA-000000 | PO Closed | GL1809009 | 2018-09-03 | - | 2018-09-17
181750315-4 | 181750315 - Approved | 4 | S-60002-00 | Biaya resert software alarm battery | 1 | Lot | IDR | 2000000 | 2000000 | 2018-09-17 | FIP General | Joko Nugroho | FIP Engineering | FIP-DOM-ENG-51508-0000000-INA-000000 | PO Closed | GL1809009 | 2018-09-03 | - | 2018-09-17
181750313-1 | 181750313 - Approved | 1 | P-14957-00 | Straight Union KQ2H08-00A; ; ; | 5 | Pieces | IDR | 31995 | 159975 | 2018-09-21 | FIP Engineering | Joko Nugroho | FIP Engineering | FIP-DOM-000-11304-OS00001-INA-000000 | PO Closed | GL1809011 | 2018-09-03 | - | 2018-09-13
181750313-2 | 181750313 - Approved | 2 | P-14955-00 | Straight Union KQ2H04-00A; ; ; | 4 | Pieces | IDR | 27405 | 109620 | 2018-09-21 | FIP Engineering | Joko Nugroho | FIP Engineering | FIP-DOM-000-11304-OS00001-INA-000000 | PO Closed | GL1809011 | 2018-09-03 | - | 2018-09-13
181750313-3 | 181750313 - Approved | 3 | P-51559-00 | Lampu T5 14watt Putih; Phillips; ; | 40 | Pack | IDR | 29700 | 1188000 | 2018-09-21 | FIP Engineering | Joko Nugroho | FIP Engineering | FIP-DOM-000-11304-OS00001-INA-000000 | PO Closed | GL1809007 | 2018-09-03 | - | 2018-09-27
181750313-4 | 181750313 - Approved | 4 | P-51560-00 | Lampu T5 28watt Putih; Phillips; ; | 30 | Pieces | IDR | 36000 | 1080000 | 2018-09-21 | FIP Engineering | Joko Nugroho | FIP Engineering | FIP-DOM-000-11304-OS00001-INA-000000 | PO Closed | GL1809007 | 2018-09-03 | - | 2018-09-27
181750313-5 | 181750313 - Approved | 5 | P-14956-00 | Straight Union KQ2H06-00A; ; ; | 6 | Pieces | IDR | 27405 | 164430 | 2018-09-21 | FIP Engineering | Joko Nugroho | FIP Engineering | FIP-DOM-000-11304-OS00001-INA-000000 | PO Closed | GL1809011 | 2018-09-03 | - | 2018-09-13
181750313-6 | 181750313 - Approved | 6 | S-12006-00 | Majun | 10 | Kilogram | IDR | 33000 | 330000 | 2018-09-21 | FIP General | Joko Nugroho | FIP Engineering | FIP-DOM-ENG-51302-0000000-INA-000000 | PO Closed | GL1809300 | 2018-09-03 | - | 2018-09-20
181750311-1 | 181750311 - Approved | 1 | P-14455-00 | Filter IAF MBV Series (Medium Filter), efficiency : 80-85 %, Size: 24 x 24 x 12 inch; IAF; ; | 9 | Pieces | IDR | 1600000 | 14400000 | 2018-09-21 | FIP Engineering | Joko Nugroho | FIP Engineering | FIP-DOM-000-11304-OS00001-INA-000000 | PO Closed | GL1809010 | 2018-09-03 | - | 2018-09-20
181750311-2 | 181750311 - Approved | 2 | S-40023-00 | Rell Cable Ties, 200 x 7.6 mm; SIGMA; CS 200; Hitam;100 pcs/pack | 1 | Pack | IDR | 118500 | 118500 | 2018-09-21 | FIP General | Joko Nugroho | FIP Engineering | FIP-DOM-ENG-51404-0000000-INA-000000 | PO Closed | GL1809017 | 2018-09-03 | - | 2018-09-14
181750311-3 | 181750311 - Approved | 3 | P-11990-00 | Cable ties CS 100L | 3 | Pieces | IDR | 6500 | 19500 | 2018-09-21 | FIP Engineering | Joko Nugroho | FIP Engineering | FIP-DOM-000-11304-OS00001-INA-000000 | PO Closed | GL1809007 | 2018-09-03 | - | 2018-09-27
181750311-4 | 181750311 - Approved | 4 | S-40023-00 | Cable Ties, 300 x 4.8 mm; SIGMA; CS 300L; Hitam;100 pcs/pack | 2 | Pack | IDR | 29500 | 59000 | 2018-09-21 | FIP General | Joko Nugroho | FIP Engineering | FIP-DOM-ENG-51404-0000000-INA-000000 | PO Closed | GL1809017 | 2018-09-03 | - | 2018-09-14
181750325-1 | 181750325 - Approved | 1 | S-62032-00 | Refill Argon HP; Gas Content : 1,5 M3 ; Gas Purrity : 99,995%; Filling Pressure : 150 Bar; ; ; | 1 | Tube | IDR | 235000 | 235000 | 2018-09-14 | FIP General | Joko Nugroho | FIP Engineering | FIP-DOM-ENG-51404-0000000-INA-000000 | PO Closed | GL1810026 | 2018-09-04 | - | 2018-10-16
181750325-2 | 181750325 - Approved | 2 | S-62036-00 | Refill Argon HP ARGON HP 6 m3; ; ; | 1 | Tube | IDR | 315000 | 315000 | 2018-09-14 | FIP General | Joko Nugroho | FIP Engineering | FIP-DOM-ENG-51404-0000000-INA-000000 | PO Closed | GL1810026 | 2018-09-04 | - | 2018-10-16
181750324-1 | 181750324 - Approved | 1 | O-12736-00 | Tubing Polyurethane TU0425 Clear; ; ; | 2 | Roll | IDR | 80000 | 160000 | 2018-09-17 | FIP General | Joko Nugroho | FIP Engineering | FIP-DOM-ENG-51404-0000000-INA-000000 | PO Closed | GL1809027 | 2018-09-04 | - | 2018-09-17
181750324-2 | 181750324 - Approved | 2 | O-12735-00 | Tubing Polyurethane TU0604 Clear; SMC; Part No. X3; roll | 2 | Roll | IDR | 220000 | 440000 | 2018-09-17 | FIP General | Joko Nugroho | FIP Engineering | FIP-DOM-ENG-51404-0000000-INA-000000 | PO Closed | GL1809027 | 2018-09-04 | - | 2018-09-17
181750324-3 | 181750324 - Approved | 3 | O-12734-00 | Tubing Polyurethane TU0805 Clear; SMC; Part No. X3; roll | 2 | Roll | IDR | 400000 | 800000 | 2018-09-17 | FIP General | Joko Nugroho | FIP Engineering | FIP-DOM-ENG-51404-0000000-INA-000000 | PO Closed | GL1809027 | 2018-09-04 | - | 2018-09-17
181750324-4 | 181750324 - Approved | 4 | O-12733-00 | Tubing Polyurethane TU1065 Clear; SMC; Part No. X3; roll | 2 | Roll | IDR | 660000 | 1320000 | 2018-09-17 | FIP General | Joko Nugroho | FIP Engineering | FIP-DOM-ENG-51404-0000000-INA-000000 | PO Closed | GL1809027 | 2018-09-04 | - | 2018-09-17
181750324-5 | 181750324 - Approved | 5 | O-12732-00 | Tubing Polyurethane TU1208 Clear; SMC; Part No. X3; roll | 1 | Roll | IDR | 1020000 | 1020000 | 2018-09-17 | FIP General | Joko Nugroho | FIP Engineering | FIP-DOM-ENG-51404-0000000-INA-000000 | PO Closed | GL1809027 | 2018-09-04 | - | 2018-09-17
181750323-1 | 181750323 - Approved | 1 | O-51912-00 | UHI RTD PT100 OHM Dia. 4,5X135mm, Duplex 2x4 wire, SS316L,PT100 Class A; ; ; | 2 | Unit | IDR | 1800000 | 3600000 | 2018-09-17 | FIP Engineering | Joko Nugroho | FIP Engineering | FIP-DOM-000-11304-OS00001-INA-000000 | PO Closed | GL1809015 | 2018-09-04 | - | 2018-09-26
181750297-6 | 181750297 - Approved | 6 | P-51810-00 | Key switch for On/ Off Indoor sirene; ; ; | 1 | Unit | IDR | 455000 | 455000 | 2018-09-24 | FIP Engineering | Joko Nugroho | FIP Engineering | FIP-DOM-000-11304-OS00001-INA-000000 | PO Closed | GL1809026 | 2018-09-04 | - | 2018-11-23
181750297-6 | 181750297 - Approved | 6 | P-51813-00 | Heavy Duty Door contact; ; ; | 1 | Unit | IDR | 358000 | 358000 | 2018-09-24 | FIP Engineering | Joko Nugroho | FIP Engineering | FIP-DOM-000-11304-OS00001-INA-000000 | PO Closed | GL1809026 | 2018-09-04 | - | 2018-11-23
181750297-6 | 181750297 - Approved | 6 | P-51812-00 | Indoor Sirene; ; ; | 1 | Unit | IDR | 480000 | 480000 | 2018-09-24 | FIP Engineering | Joko Nugroho | FIP Engineering | FIP-DOM-000-11304-OS00001-INA-000000 | PO Closed | GL1809026 | 2018-09-04 | - | 2018-11-23
181750297-6 | 181750297 - Approved | 6 | P-51811-00 | Modul emergency exit; ; ; | 2 | Unit | IDR | 875000 | 1750000 | 2018-09-24 | FIP Engineering | Joko Nugroho | FIP Engineering | FIP-DOM-000-11304-OS00001-INA-000000 | PO Closed | GL1809026 | 2018-09-04 | - | 2018-11-23
181750293-3 | 181750293 - Approved | 3 | P-13534-00 | Needle Valve Kuningan 1/4" Kitz; ; ; | 1 | Pieces | IDR | 250000 | 250000 | 2018-09-17 | FIP Engineering | Joko Nugroho | FIP Engineering | FIP-DOM-000-11304-OS00001-INA-000000 | PO Closed | GL1809023 | 2018-09-04 | - | 2018-09-14
181750293-3 | 181750293 - Approved | 3 | P-13533-00 | Needle Valve SS304 1/4" Kitz; ; ; | 4 | Pieces | IDR | 570000 | 2280000 | 2018-09-17 | FIP Engineering | Joko Nugroho | FIP Engineering | FIP-DOM-000-11304-OS00001-INA-000000 | PO Closed | GL1809023 | 2018-09-04 | - | 2018-09-14
181750331-1 | 181750331 - Approved | 1 | S-20269-00 | Face Shield Mesh with Earmuff; KW1000409; ; ; | 1 | Pieces | IDR | 115600 | 115600 | 2018-09-28 | FIP General | Joko Nugroho | FIP Engineering | FIP-DOM-ENG-51202-0000000-INA-000000 | PO Closed | GL1809032 | 2018-09-06 | - | 2018-09-28
181750331-2 | 181750331 - Approved | 2 | S-20268-00 | Face Shield Head Gear With Clear Visor; KW1000315; ; ; | 1 | Pieces | IDR | 59670 | 59670 | 2018-09-28 | FIP General | Joko Nugroho | FIP Engineering | FIP-DOM-ENG-51202-0000000-INA-000000 | PO Closed | GL1809032 | 2018-09-06 | - | 2018-09-28
181750331-3 | 181750331 - Approved | 3 | S-20267-00 | Earmuff Luxury Hadband 35 dB; ; ; | 1 | Pieces | IDR | 144500 | 144500 | 2018-09-28 | FIP General | Joko Nugroho | FIP Engineering | FIP-DOM-ENG-51202-0000000-INA-000000 | PO Closed | GL1809032 | 2018-09-06 | - | 2018-09-28
181750331-4 | 181750331 - Approved | 4 | S-20266-00 | Glove Welding Tig Leather 12 Inc ; KW1000419; ; ; | 1 | Pieces | IDR | 119000 | 119000 | 2018-09-28 | FIP General | Joko Nugroho | FIP Engineering | FIP-DOM-ENG-51202-0000000-INA-000000 | PO Closed | GL1809032 | 2018-09-06 | - | 2018-09-28
181750331-5 | 181750331 - Approved | 5 | S-20265-00 | Spectacle Flexible Temple clear ; KW1000539; ; ; | 2 | Pieces | IDR | 32045 | 64090 | 2018-09-28 | FIP General | Joko Nugroho | FIP Engineering | FIP-DOM-ENG-51202-0000000-INA-000000 | PO Closed | GL1809032 | 2018-09-06 | - | 2018-09-28
181750331-6 | 181750331 - Approved | 6 | S-40046-00 | Ear Plug - Corded Reusable Earplug with case 3M 1271 | 10 | Set | IDR | 40000 | 400000 | 2018-09-28 | FIP General | Joko Nugroho | FIP Engineering | FIP-DOM-ENG-51202-0000000-INA-000000 | PO Closed | GL1809047 | 2018-09-06 | - | 2018-09-28
181750330-1 | 181750330 - Approved | 1 | S-40812-00 | Kabel VGA 1 Male to 2 Female; ; ; | 3 | Pieces | IDR | 65000 | 195000 | 2018-09-17 | FIP General | Joko Nugroho | FIP Engineering | FIP-DOM-ENG-51404-0000000-INA-000000 | PO Closed | GL1809030 | 2018-09-06 | - | 2018-09-17
181750330-2 | 181750330 - Approved | 2 | S-40813-00 | Converter VGA - Male to Female; ; ; | 4 | Pieces | IDR | 32500 | 130000 | 2018-09-17 | FIP General | Joko Nugroho | FIP Engineering | FIP-DOM-ENG-51404-0000000-INA-000000 | PO Closed | GL1809030 | 2018-09-06 | - | 2018-09-17
181750336-1 | 181750336 - Approved | 1 | O-51775-00 | WAGO 750-461 2-CHANNEL ANALOG INPUT MODULE STD PACK: 1EA; ; ; | 1 | Unit | IDR | 4047640 | 4047640 | 2018-09-28 | FIP General | Joko Nugroho | FIP Engineering | FIP-DOM-ENG-51504-0000000-INA-000000 | PO Closed | GL1809048 | 2018-09-12 | - | 2018-12-11
181750336-2 | 181750336 - Approved | 2 | O-51309-00 | WAGO 750-333 I/O SYSTEM PROFIBUS DP/FMS-12 MBAUD-DPV1-COUPL; ; ; | 1 | Unit | IDR | 4883620 | 4883620 | 2018-09-28 | FIP Engineering | Joko Nugroho | FIP Engineering | FIP-DOM-000-11304-OS00001-INA-000000 | PO Closed | GL1809048 | 2018-09-12 | - | 2018-12-11
181750338-1 | 181750338 - Approved | 1 | P-15052-00 | Element Filter 1 micron P/N NXE-400-Z; ; ; | 1 | Pieces | IDR | 2144000 | 2144000 | 2018-10-05 | FIP Engineering | Joko Nugroho | FIP Engineering | FIP-DOM-000-11304-OS00001-INA-000000 | PO Closed | GL1809049 | 2018-09-13 | - | 2018-10-19
181750338-2 | 181750338 - Approved | 2 | P-15053-00 | Element Filter 0.01 micron P/N NXE-400-X; ; ; | 1 | Pieces | IDR | 2144000 | 2144000 | 2018-10-05 | FIP Engineering | Joko Nugroho | FIP Engineering | FIP-DOM-000-11304-OS00001-INA-000000 | PO Closed | GL1809049 | 2018-09-13 | - | 2018-10-19
181750337-2 | 181750337 - Approved | 2 | Q-10525-00 | Waterpass Magnet 9 inch; ; ; | 1 | Pieces | IDR | 18000 | 18000 | 2018-09-28 | FIP General | Joko Nugroho | FIP Engineering | FIP-DOM-ENG-51502-0000000-INA-000000 | PO Closed | GL1809047 | 2018-09-13 | - | 2018-09-28
181750337-3 | 181750337 - Approved | 3 | S-40119-00 | Palu | 1 | Pieces | IDR | 36000 | 36000 | 2018-09-28 | FIP General | Joko Nugroho | FIP Engineering | FIP-DOM-ENG-51404-0000000-INA-000000 | PO Closed | GL1809047 | 2018-09-13 | - | 2018-09-28
181750337-4 | 181750337 - Approved | 4 | Q-10475-00 | Cat Tembok; ; ; | 1 | Can | IDR | 210000 | 210000 | 2018-09-28 | FIP General | Joko Nugroho | FIP Engineering | FIP-DOM-ENG-51502-0000000-INA-000000 | PO Closed | GL1809046 | 2018-09-13 | - | 2018-10-25
181750337-5 | 181750337 - Approved | 5 | Q-10475-00 | Cat Tembok; ; ; | 1 | Can | IDR | 270000 | 270000 | 2018-09-28 | FIP General | Joko Nugroho | FIP Engineering | FIP-DOM-ENG-51502-0000000-INA-000000 | PO Closed | GL1809047 | 2018-09-13 | - | 2018-09-28
181750337-6 | 181750337 - Approved | 6 | Q-10475-00 | Cat Tembok; ; ; | 1 | Can | IDR | 270000 | 270000 | 2018-09-28 | FIP General | Joko Nugroho | FIP Engineering | FIP-DOM-ENG-51502-0000000-INA-000000 | PO Closed | GL1809047 | 2018-09-13 | - | 2018-09-28
181750337-7 | 181750337 - Approved | 7 | Q-10475-00 | Cat Tembok; ; ; | 1 | Can | IDR | 319500 | 319500 | 2018-09-28 | FIP General | Joko Nugroho | FIP Engineering | FIP-DOM-ENG-51502-0000000-INA-000000 | PO Closed | GL1809047 | 2018-09-13 | - | 2018-09-28
181750337-8 | 181750337 - Approved | 8 | Q-10290-00 | Mata bor beton; ; ; 1pieces | 1 | Pieces | IDR | 75000 | 75000 | 2018-09-28 | FIP General | Joko Nugroho | FIP Engineering | FIP-DOM-ENG-51502-0000000-INA-000000 | PO Closed | GL1809046 | 2018-09-13 | - | 2018-10-25
181750337-10 | 181750337 - Approved | 10 | Q-10524-00 | Dulux Wallfiller; Dulux; ; | 3.05 | Kilogram | IDR | 27857 | 97499.5 | 2018-09-28 | FIP General | Joko Nugroho | FIP Engineering | FIP-DOM-ENG-51502-0000000-INA-000000 | PO Closed | GL1809046 | 2018-09-13 | - | 2018-10-25
181750337-11 | 181750337 - Approved | 11 | Q-10523-00 | Cat Nippon Paint Nippe 2000 318T; Nipon; ; | 1 | Kilogram | IDR | 85000 | 85000 | 2018-09-28 | FIP General | Joko Nugroho | FIP Engineering | FIP-DOM-ENG-51502-0000000-INA-000000 | PO Closed | GL1809046 | 2018-09-13 | - | 2018-10-25
181750337-12 | 181750337 - Approved | 12 | Q-60026-00 | Kuas Eterna 2" | 10 | Pieces | IDR | 4050 | 40500 | 2018-09-28 | FIP General | Joko Nugroho | FIP Engineering | FIP-DOM-ENG-51404-0000000-INA-000000 | PO Closed | GL1809047 | 2018-09-13 | - | 2018-09-28
181750303-2 | 181750303 - Approved | 2 | S-20000-00 | 37-175 ansel solvex nitrile Chemical protection gloves.size 8&9 | 1 | Pieces | IDR | 22085 | 22085 | 2018-09-10 | FIP General | Joko Nugroho | FIP Engineering | FIP-DOM-ENG-51202-0000000-INA-000000 | PO Closed | GL1809033 | 2018-09-13 | - | 2018-09-28
181750342-1 | 181750342 - Approved | 1 | S-60002-00 | Material Untuk Perbaikan Cooling Cabinet 1000L Stability ; Freon R 404 | 1 | Lot | IDR | 1200000 | 1200000 | 2018-10-01 | FIP General | Joko Nugroho | FIP Engineering | FIP-DOM-ENG-51508-0000000-INA-000000 | PO Closed | GL1811069 | 2018-09-17 | - | 2018-12-06
181750342-2 | 181750342 - Approved | 2 | S-60002-00 | Material Untuk Perbaikan Cooling Cabinet 1000L Stability ;Filter Dryer | 1 | Lot | IDR | 350000 | 350000 | 2018-10-01 | FIP General | Joko Nugroho | FIP Engineering | FIP-DOM-ENG-51508-0000000-INA-000000 | PO Closed | GL1811069 | 2018-09-17 | - | 2018-12-06
181750342-3 | 181750342 - Approved | 3 | S-60002-00 | Flashing N2 & Tes bocor | 1 | Lot | IDR | 450000 | 450000 | 2018-10-01 | FIP General | Joko Nugroho | FIP Engineering | FIP-DOM-ENG-51508-0000000-INA-000000 | PO Closed | GL1811069 | 2018-09-17 | - | 2018-12-06
181750342-4 | 181750342 - Approved | 4 | S-60002-00 | Pengelasan dan Pemipaan | 1 | Lot | IDR | 650000 | 650000 | 2018-10-01 | FIP General | Joko Nugroho | FIP Engineering | FIP-DOM-ENG-51508-0000000-INA-000000 | PO Closed | GL1811069 | 2018-09-17 | - | 2018-12-06
181750342-5 | 181750342 - Approved | 5 | S-60002-00 | Jasa Perbaikan & Transportasi | 1 | Lot | IDR | 1500000 | 1500000 | 2018-10-01 | FIP General | Joko Nugroho | FIP Engineering | FIP-DOM-ENG-51508-0000000-INA-000000 | PO Closed | GL1811069 | 2018-09-17 | - | 2018-12-06
181750274-10 | 181750274 - Approved | 10 | P-10346-00 | Alat Ukur - Pressure Gauge | 1 | Pieces | IDR | 700000 | 700000 | 2018-10-12 | FIP General | Joko Nugroho | FIP Engineering | FIP-DOM-ENG-51504-0000000-INA-000000 | PO Closed | GL1810013 | 2018-09-17 | - | 2018-10-31
181750347-1 | 181750347 - Approved | 1 | T-20135-00 | Sleeves Thickness(mm): 3/10 Length(mm) : 500 Dia.(mm) : 293,00 Plan Reference : FP no 42-PVC 0,3 TA; Piercan; M293/90 PVCTR E3 500; | 2 | Pieces | IDR | 3770000 | 7540000 | 2018-10-12 | FIP Engineering | Joko Nugroho | FIP Engineering | FIP-DOM-000-11304-OS00001-INA-000000 | PO Closed | GL1901036-IM | 2018-09-19 | - | 2018-10-12
181750344-2 | 181750344 - Approved | 2 | Q-10528-00 | Kaca; ; ; | 1 | Unit | IDR | 1950000 | 1950000 | 2018-10-05 | FIP General | Joko Nugroho | FIP Engineering | FIP-DOM-ENG-51502-0000000-INA-000000 | PO Closed | GL1809050 | 2018-09-19 | - | 2018-10-05
181750350-1 | 181750350 - Approved | 1 | Q-10528-00 | Kaca; ; ; | 1 | Unit | IDR | 320000 | 320000 | 2018-10-12 | FIP General | Joko Nugroho | FIP Engineering | FIP-DOM-ENG-51502-0000000-INA-000000 | PO Closed | GL1810042 | 2018-09-20 | - | 2018-10-25
181750349-1 | 181750349 - Approved | 1 | O-15491-00 | SPA 2482 Lw Brand : Optibelt / Bando Merah; Optibelt; ; | 4 | Pieces | IDR | 203400 | 813600 | 2018-10-12 | FIP Engineering | Joko Nugroho | FIP Engineering | FIP-DOM-000-11304-OS00001-INA-000000 | PO Closed | GL1810010 | 2018-09-20 | - | 2018-11-15
181750349-2 | 181750349 - Approved | 2 | P-15945-00 | WEDGE BELT OPTIBELT SPA 2082; ; ; | 2 | Unit | IDR | 106000 | 212000 | 2018-10-12 | FIP Engineering | Joko Nugroho | FIP Engineering | FIP-DOM-000-11304-OS00001-INA-000000 | PO Closed | GL1810011 | 2018-09-20 | - | 2018-10-31
181750349-3 | 181750349 - Approved | 3 | O-15490-00 | B63 Brand : Optibelt / Bando Merah; Optibelt; ; | 2 | Pieces | IDR | 141800 | 283600 | 2018-10-12 | FIP Engineering | Joko Nugroho | FIP Engineering | FIP-DOM-000-11304-OS00001-INA-000000 | PO Closed | GL1810010 | 2018-09-20 | - | 2018-11-15
181750351-1 | 181750351 - Approved | 1 | P-17066-00 | Pompa Submersible; ; ; | 1 | Unit | IDR | 5200000 | 5200000 | 2018-10-12 | FIP General | Joko Nugroho | FIP Engineering | FIP-DOM-ENG-51504-0000000-INA-000000 | PO Closed | GL1810012 | 2018-09-21 | - | 2018-10-18
181750274-11 | 181750274 - Approved | 11 | P-17068-00 | PRV 7 - Pressure Reducing Valve 1 bar BRASS 3/4" KITZ; ; ; | 1 | Pieces | IDR | 1200000 | 1200000 | 2018-10-12 | FIP General | Joko Nugroho | FIP Engineering | FIP-DOM-ENG-51504-0000000-INA-000000 | PO Closed | GL1810013 | 2018-09-21 | - | 2018-10-31
181750354-1 | 181750354 - Approved | 1 | S-60002-00 | Material untuk Koneksi Sampling CA | 1 | Lot | IDR | 2450000 | 2450000 | 2018-10-12 | FIP General | Joko Nugroho | FIP Engineering | FIP-DOM-ENG-51508-0000000-INA-000000 | PO Closed | GL1810035 | 2018-09-24 | - | 2018-11-16
181750354-2 | 181750354 - Approved | 2 | S-60002-00 | Material untuk Koneksi Sampling CA; Ferrule Thread Connection | 2 | Lot | IDR | 875000 | 1750000 | 2018-10-12 | FIP General | Joko Nugroho | FIP Engineering | FIP-DOM-ENG-51508-0000000-INA-000000 | PO Closed | GL1810035 | 2018-09-24 | - | 2018-11-16
181750354-3 | 181750354 - Approved | 3 | S-60002-00 | Jasa untuk Koneksi Sampling CA | 1 | Lot | IDR | 1800000 | 1800000 | 2018-10-12 | FIP General | Joko Nugroho | FIP Engineering | FIP-DOM-ENG-51508-0000000-INA-000000 | PO Closed | GL1810035 | 2018-09-24 | - | 2018-11-16
181750353-1 | 181750353 - Approved | 1 | S-60002-00 | Material untuk Modifikasi Jalur CA Capping | 1 | Lot | IDR | 4275000 | 4275000 | 2018-10-15 | FIP General | Joko Nugroho | FIP Engineering | FIP-DOM-ENG-51508-0000000-INA-000000 | PO Closed | GL1810049 | 2018-09-24 | - | 2018-11-09
181750353-2 | 181750353 - Approved | 2 | S-60002-00 | Jasa untuk Modifikasi Jalur CA Capping | 1 | Lot | IDR | 3725000 | 3725000 | 2018-10-15 | FIP General | Joko Nugroho | FIP Engineering | FIP-DOM-ENG-51508-0000000-INA-000000 | PO Closed | GL1810049 | 2018-09-24 | - | 2018-11-09
181750356-1 | 181750356 - Approved | 1 | P-15432-00 | Fitting KQ2E08-00; ; ; | 6 | Pieces | IDR | 56210 | 337260 | 2018-10-12 | FIP Engineering | Joko Nugroho | FIP Engineering | FIP-DOM-000-11304-OS00001-INA-000000 | PO Closed | GL1810030 | 2018-09-26 | - | 2018-10-25
181750356-2 | 181750356 - Approved | 2 | O-15931-00 | Double Tape 3M 1" Merah; ; ; | 8 | Pieces | IDR | 112500 | 900000 | 2018-10-12 | FIP Engineering | Joko Nugroho | FIP Engineering | FIP-DOM-000-11304-OS00001-INA-000000 | PO Closed | GL1810028 | 2018-09-26 | - | 2018-10-29
181750356-3 | 181750356 - Approved | 3 | P-15862-00 | PAPER RECORD YOKOGAWA; FOLDING CHART B9565AW | 10 | Pieces | IDR | 220000 | 2200000 | 2018-10-12 | FIP Engineering | Joko Nugroho | FIP Engineering | FIP-DOM-000-11304-OS00001-INA-000000 | PO Closed | GL1810029 | 2018-09-26 | - | 2018-11-01
181750356-4 | 181750356 - Approved | 4 | P-15438-00 | CABLE SPIRAL WRAPPING, TYPE KS12, BRAND KSS; ; ; | 2 | Pack | IDR | 23000 | 46000 | 2018-10-12 | FIP Engineering | Joko Nugroho | FIP Engineering | FIP-DOM-000-11304-OS00001-INA-000000 | PO Closed | GL1810028 | 2018-09-26 | - | 2018-10-29
181750356-5 | 181750356 - Approved | 5 | P-15852-00 | AMPLAS EAGLE 500 | 10 | Pieces | IDR | 3300 | 33000 | 2018-10-12 | FIP Engineering | Joko Nugroho | FIP Engineering | FIP-DOM-000-11304-OS00001-INA-000000 | PO Closed | GL1810028 | 2018-09-26 | - | 2018-10-29
181750356-6 | 181750356 - Approved | 6 | S-40812-00 | Kabel VGA 1 Male to 2 Female; ; ; | 4 | Pieces | IDR | 65000 | 260000 | 2018-10-12 | FIP General | Joko Nugroho | FIP Engineering | FIP-DOM-ENG-51404-0000000-INA-000000 | PO Closed | GL1810039 | 2018-09-26 | - | 2018-10-24
181750356-7 | 181750356 - Approved | 7 | O-54014-00 | STEKER 1 PHASE, BROCO | 5 | Pieces | IDR | 9000 | 45000 | 2018-10-12 | FIP Engineering | Joko Nugroho | FIP Engineering | FIP-DOM-000-11304-OS00001-INA-000000 | PO Closed | GL1810028 | 2018-09-26 | - | 2018-10-29
181750356-8 | 181750356 - Approved | 8 | O-54015-00 | STOP KONTAK LUBANG 4, BROCO | 5 | Unit | IDR | 49000 | 245000 | 2018-10-12 | FIP Engineering | Joko Nugroho | FIP Engineering | FIP-DOM-000-11304-OS00001-INA-000000 | PO Closed | GL1810028 | 2018-09-26 | - | 2018-10-29
181750356-9 | 181750356 - Approved | 9 | Q-10249-00 | Lem Power Glue; ; ; | 5 | Pieces | IDR | 4050 | 20250 | 2018-10-12 | FIP Engineering | Joko Nugroho | FIP Engineering | FIP-DOM-000-11304-OS00001-INA-000000 | PO Closed | GL1810028 | 2018-09-26 | - | 2018-10-29
181750356-10 | 181750356 - Approved | 10 | P-53213-00 | Lem Pipa PVC; ; ; | 1 | Pieces | IDR | 45000 | 45000 | 2018-10-12 | FIP Engineering | Joko Nugroho | FIP Engineering | FIP-DOM-000-11304-OS00001-INA-000000 | PO Closed | GL1810028 | 2018-09-26 | - | 2018-10-29
181750355-1 | 181750355 - Approved | 1 | Q-10530-00 | Stainless Steel Label; ; ; | 25 | Pieces | IDR | 10000 | 250000 | 2018-10-12 | FIP General | Joko Nugroho | FIP Engineering | FIP-DOM-ENG-51502-0000000-INA-000000 | PO Closed | GL1810027 | 2018-09-26 | - | 2018-10-19
181750355-2 | 181750355 - Approved | 2 | Q-10530-00 | Stainless Steel Label; ; ; | 100 | Pieces | IDR | 6000 | 600000 | 2018-10-12 | FIP General | Joko Nugroho | FIP Engineering | FIP-DOM-ENG-51502-0000000-INA-000000 | PO Closed | GL1810027 | 2018-09-26 | - | 2018-10-19
181750355-3 | 181750355 - Approved | 3 | Q-10530-00 | Stainless Steel Label; ; ; | 1 | Pieces | IDR | 57000 | 57000 | 2018-10-12 | FIP General | Joko Nugroho | FIP Engineering | FIP-DOM-ENG-51502-0000000-INA-000000 | PO Closed | GL1810027 | 2018-09-26 | - | 2018-10-19
181750355-4 | 181750355 - Approved | 4 | Q-10530-00 | Stainless Steel Label; ; ; | 1 | Pieces | IDR | 57000 | 57000 | 2018-10-12 | FIP General | Joko Nugroho | FIP Engineering | FIP-DOM-ENG-51502-0000000-INA-000000 | PO Closed | GL1810027 | 2018-09-26 | - | 2018-10-19
181750355-5 | 181750355 - Approved | 5 | Q-10530-00 | Stainless Steel Label; ; ; | 1 | Pieces | IDR | 33000 | 33000 | 2018-10-12 | FIP General | Joko Nugroho | FIP Engineering | FIP-DOM-ENG-51502-0000000-INA-000000 | PO Closed | GL1810027 | 2018-09-26 | - | 2018-10-19
181750355-6 | 181750355 - Approved | 6 | Q-10530-00 | Stainless Steel Label; ; ; | 2 | Pieces | IDR | 33000 | 66000 | 2018-10-12 | FIP General | Joko Nugroho | FIP Engineering | FIP-DOM-ENG-51502-0000000-INA-000000 | PO Closed | GL1810027 | 2018-09-26 | - | 2018-10-19
181750355-7 | 181750355 - Approved | 7 | Q-10530-00 | Stainless Steel Label; ; ; | 1 | Pieces | IDR | 95000 | 95000 | 2018-10-12 | FIP General | Joko Nugroho | FIP Engineering | FIP-DOM-ENG-51502-0000000-INA-000000 | PO Closed | GL1810027 | 2018-09-26 | - | 2018-10-19
181750355-8 | 181750355 - Approved | 8 | Q-10530-00 | Stainless Steel Label; ; ; | 3 | Pieces | IDR | 57000 | 171000 | 2018-10-12 | FIP General | Joko Nugroho | FIP Engineering | FIP-DOM-ENG-51502-0000000-INA-000000 | PO Closed | GL1810027 | 2018-09-26 | - | 2018-10-19
181750355-9 | 181750355 - Approved | 9 | Q-10530-00 | Stainless Steel Label; ; ; | 5 | Pieces | IDR | 33000 | 165000 | 2018-10-12 | FIP General | Joko Nugroho | FIP Engineering | FIP-DOM-ENG-51502-0000000-INA-000000 | PO Closed | GL1810027 | 2018-09-26 | - | 2018-10-19
181750355-10 | 181750355 - Approved | 10 | Q-10530-00 | Stainless Steel Label; ; ; | 3 | Pieces | IDR | 57000 | 171000 | 2018-10-12 | FIP General | Joko Nugroho | FIP Engineering | FIP-DOM-ENG-51502-0000000-INA-000000 | PO Closed | GL1810027 | 2018-09-26 | - | 2018-10-19
181750355-11 | 181750355 - Approved | 11 | Q-10530-00 | Stainless Steel Label; ; ; | 2 | Pieces | IDR | 45000 | 90000 | 2018-10-12 | FIP General | Joko Nugroho | FIP Engineering | FIP-DOM-ENG-51502-0000000-INA-000000 | PO Closed | GL1810027 | 2018-09-26 | - | 2018-10-19
181750359-1 | 181750359 - Approved | 1 | S-10785-00 | Refill APAR Powder 2.5 Kg;Pressure;; ; ; | 3 | Tube | IDR | 85500 | 256500 | 2018-10-19 | FIP General | Joko Nugroho | FIP Engineering | FIP-DOM-ENG-51502-0000000-INA-000000 | PO Closed | GL1810002 | 2018-09-27 | - | 2018-10-19
181750364-1 | 181750364 - Approved | 1 | O-51920-00 | Temperature sensor PT100, 4 wire, class AA, Duplex, c/w 10m silicon cable Radix RAC241-D-10-PN; ; ; | 3 | Unit | USD | 195 | 585 | 2018-11-05 | FIP Engineering | Joko Nugroho | FIP Engineering | FIP-DOM-000-11304-OS00001-INA-000000 | PO Closed | GL1810031 | 2018-10-01 | - | 2019-01-18
181750367-1 | 181750367 - Approved | 1 | P-15002-00 | Room Air Temp. & RH Sensor, P/N. QFA2060D; ; ; | 2 | Unit | IDR | 5310000 | 10620000 | 2018-10-17 | FIP Engineering | Joko Nugroho | FIP Engineering | FIP-DOM-000-11304-OS00001-INA-000000 | PO Closed | GL1810032 | 2018-10-02 | - | 2018-12-14
181750375-1 | 181750375 - Approved | 1 | S-20016-00 | Sarung tangan bahan kain; ; ; | 3 | Pack | IDR | 32000 | 96000 | 2018-10-19 | FIP General | Hadi Sahib | FIP Engineering | FIP-DOM-ENG-51202-0000000-INA-000000 | PO Closed | GL1810007 | 2018-10-03 | - | 2018-10-19
181750374-1 | 181750374 - Approved | 1 | O-51677-00 | Fork Sensor; brand SICK; type WFL80-60B416; Part No: 6036833 (Steriline No : 22179 ); SICK; ; | 1 | Unit | IDR | 6200000 | 6200000 | 2018-10-19 | FIP Engineering | Joko Nugroho | FIP Engineering | FIP-DOM-000-11304-OS00001-INA-000000 | PO Closed | GL1810033 | 2018-10-03 | - | 2018-12-14
181750377-1 | 181750377 - Approved | 1 | Q-10130-00 | TOTO - Kran Wastafel Faucet TX 126 LE | 2 | Pieces | IDR | 1420000 | 2840000 | 2018-11-23 | FIP General | Joko Nugroho | FIP Engineering | FIP-DOM-ENG-51502-0000000-INA-000000 | PO Closed | GL1811059 | 2018-10-04 | - | 2018-11-29
181750377-2 | 181750377 - Approved | 2 | Q-10509-00 | Cable Ducting; ; ; | 5 | Pieces | IDR | 45000 | 225000 | 2018-11-23 | FIP General | Joko Nugroho | FIP Engineering | FIP-DOM-ENG-51502-0000000-INA-000000 | PO Closed | GL1811059 | 2018-10-04 | - | 2018-11-29
181750377-3 | 181750377 - Approved | 3 | Q-10509-00 | Cable Ducting; ; ; | 5 | Pieces | IDR | 48000 | 240000 | 2018-11-23 | FIP General | Joko Nugroho | FIP Engineering | FIP-DOM-ENG-51502-0000000-INA-000000 | PO Closed | GL1811059 | 2018-10-04 | - | 2018-11-29
181750377-4 | 181750377 - Approved | 4 | Q-10509-00 | Cable Ducting; ; ; | 5 | Pieces | IDR | 45000 | 225000 | 2018-11-23 | FIP General | Joko Nugroho | FIP Engineering | FIP-DOM-ENG-51502-0000000-INA-000000 | PO Closed | GL1811059 | 2018-10-04 | - | 2018-11-29
181750376-1 | 181750376 - Approved | 1 | T-20123-00 | Acquity PDA/TUV 2489/2998 Perf Main Kit (lampu HPLC); Waters; P/N 201000281; 1 pc | 1 | Pieces | IDR | 11682400 | 11682400 | 2018-10-19 | FIP General | Joko Nugroho | FIP Engineering | FIP-DOM-ENG-51505-0000000-INA-000000 | PO Closed | GL1810019 | 2018-10-04 | - | 2018-10-19
181750382-1 | 181750382 - Approved | 1 | S-60002-00 | Perbaikan mixing tank MV200; polishing sampai 0.4 Micron dan passivasi | 1 | Lot | IDR | 15000000 | 15000000 | 2018-10-22 | FIP General | Joko Nugroho | FIP Engineering | FIP-DOM-ENG-51508-0000000-INA-000000 | PO Closed | GL1810046 | 2018-10-10 | - | 2018-10-31
181750388-1 | 181750388 - Approved | 1 | O-51911-00 | Monitoring Relay Three Phase Voltage; Siemens; Part No. 3UG4512-2BR20 B0091WEB9E; | 1 | Unit | IDR | 2500000 | 2500000 | 2018-10-31 | FIP Engineering | Joko Nugroho | FIP Engineering | FIP-DOM-000-11304-OS00001-INA-000000 | PO Closed | GL1811021 | 2018-10-15 | - | 2019-03-08
181750388-2 | 181750388 - Approved | 2 | P-13552-00 | Washable filter G4 c/w Galvanized frame Avegare arrestance : 94% Rec. Final Resistance : 250 Pa.; ; Size : 49 x 59 x 4 cm; | 8 | Unit | IDR | 360000 | 2880000 | 2018-10-31 | FIP Engineering | Joko Nugroho | FIP Engineering | FIP-DOM-000-11304-OS00001-INA-000000 | PO Closed | GL1811008 | 2018-10-15 | - | 2018-11-28
181750387-1 | 181750387 - Approved | 1 | S-60002-00 | Biaya Kirim untuk repair part Room Air Temp. & RH Sensor, P/N. QFA2060D ke IME | 1 | Lot | IDR | 18000 | 18000 | 2018-10-31 | FIP General | Joko Nugroho | FIP Engineering | FIP-DOM-ENG-51508-0000000-INA-000000 | PO Closed | GL1810047 | 2018-10-15 | - | 2018-10-22
181750387-2 | 181750387 - Approved | 2 | Q-10470-00 | Cat Epoxy; ; ; | 1 | Pieces | IDR | 70000 | 70000 | 2018-10-31 | FIP General | Joko Nugroho | FIP Engineering | FIP-DOM-ENG-51502-0000000-INA-000000 | PO Closed | GL1810047 | 2018-10-15 | - | 2018-10-22
181750387-3 | 181750387 - Approved | 3 | Q-10470-00 | Cat Epoxy; ; ; | 1 | Pieces | IDR | 37000 | 37000 | 2018-10-31 | FIP General | Joko Nugroho | FIP Engineering | FIP-DOM-ENG-51502-0000000-INA-000000 | PO Closed | GL1810047 | 2018-10-15 | - | 2018-10-22
181750387-4 | 181750387 - Approved | 4 | Q-10470-00 | Cat Epoxy; ; ; | 1 | Pieces | IDR | 70000 | 70000 | 2018-10-31 | FIP General | Joko Nugroho | FIP Engineering | FIP-DOM-ENG-51502-0000000-INA-000000 | PO Closed | GL1810047 | 2018-10-15 | - | 2018-10-22
181750387-5 | 181750387 - Approved | 5 | Q-60026-00 | Kuas Eterna 2" | 4 | Pieces | IDR | 8000 | 32000 | 2018-10-31 | FIP General | Joko Nugroho | FIP Engineering | FIP-DOM-ENG-51404-0000000-INA-000000 | PO Closed | GL1810047 | 2018-10-15 | - | 2018-10-22
181750387-6 | 181750387 - Approved | 6 | P-51825-00 | Lampu LED 5 W; ; ; | 2 | Pieces | IDR | 65000 | 130000 | 2018-10-31 | FIP Engineering | Joko Nugroho | FIP Engineering | FIP-DOM-000-11304-OS00001-INA-000000 | PO Closed | GL1810047 | 2018-10-15 | - | 2018-10-22
181750387-7 | 181750387 - Approved | 7 | Q-10537-00 | Gerinda Beton; ; ; | 1 | Unit | IDR | 80000 | 80000 | 2018-10-31 | FIP General | Joko Nugroho | FIP Engineering | FIP-DOM-ENG-51502-0000000-INA-000000 | PO Closed | GL1810047 | 2018-10-15 | - | 2018-10-22
181750387-9 | 181750387 - Approved | 9 | P-17071-00 | Double neeple SS 304 dia 1/4inch; ; ; | 1 | Pieces | IDR | 55000 | 55000 | 2018-10-31 | FIP General | Joko Nugroho | FIP Engineering | FIP-DOM-ENG-51404-0000000-INA-000000 | PO Closed | GL1810047 | 2018-10-15 | - | 2018-10-22
181750387-10 | 181750387 - Approved | 10 | P-50797-00 | Bola lampu 24V 5 Watt | 3 | Pieces | IDR | 28000 | 84000 | 2018-10-31 | FIP Engineering | Joko Nugroho | FIP Engineering | FIP-DOM-000-11304-OS00001-INA-000000 | PO Closed | GL1810047 | 2018-10-15 | - | 2018-10-22
181750387-11 | 181750387 - Approved | 11 | P-51824-00 | Connector Plug; ; ; | 6 | Pieces | IDR | 11000 | 66000 | 2018-10-31 | FIP General | Joko Nugroho | FIP Engineering | FIP-DOM-ENG-51404-0000000-INA-000000 | PO Closed | GL1810047 | 2018-10-15 | - | 2018-10-22
181750387-12 | 181750387 - Approved | 12 | P-51824-00 | Connector Plug; ; ; | 3 | Pieces | IDR | 11000 | 33000 | 2018-10-31 | FIP General | Joko Nugroho | FIP Engineering | FIP-DOM-ENG-51404-0000000-INA-000000 | PO Closed | GL1810047 | 2018-10-15 | - | 2018-10-22
181750387-13 | 181750387 - Approved | 13 | S-60002-00 | Biaya Kirim Konektor Plug JNE Reguler | 1 | Lot | IDR | 9000 | 9000 | 2018-10-31 | FIP General | Joko Nugroho | FIP Engineering | FIP-DOM-ENG-51508-0000000-INA-000000 | PO Closed | GL1810047 | 2018-10-15 | - | 2018-10-22
181750387-14 | 181750387 - Approved | 14 | P-51825-00 | Lampu LED 5 W; ; ; | 2 | Pieces | IDR | 37500 | 75000 | 2018-10-31 | FIP Engineering | Joko Nugroho | FIP Engineering | FIP-DOM-000-11304-OS00001-INA-000000 | PO Closed | GL1810047 | 2018-10-15 | - | 2018-10-22
181750387-15 | 181750387 - Approved | 15 | S-60002-00 | Biaya Kirim Lampu LED Sensor Gerak Hannochs 5W JNE Reguler | 1 | Lot | IDR | 9000 | 9000 | 2018-10-31 | FIP General | Joko Nugroho | FIP Engineering | FIP-DOM-ENG-51508-0000000-INA-000000 | PO Closed | GL1810047 | 2018-10-15 | - | 2018-10-22
181750395-1 | 181750395 - Approved | 1 | S-11401-00 | Lap KANEBO | 4 | Pieces | IDR | 63000 | 252000 | 2018-11-30 | FIP General | Putra Senjara | FIP Engineering | FIP-DOM-ENG-51302-0000000-INA-000000 | PO Closed | GL1811051 | 2018-10-19 | - | -
181750395-2 | 181750395 - Approved | 2 | S-20003-00 | 3M tm Half Facepiece Reusable Respirator 7502/37082(AAD); ; ; | 3 | Pieces | IDR | 504000 | 1512000 | 2018-11-30 | FIP General | Putra Senjara | FIP Engineering | FIP-DOM-ENG-51302-0000000-INA-000000 | PO Closed | GL1811052 | 2018-10-19 | - | -
181750395-3 | 181750395 - Approved | 3 | S-20024-00 | Goggles Chemical Splash CLR, 3M, 334AF, 10pcs/case | 4 | Pieces | IDR | 67500 | 270000 | 2018-11-30 | FIP General | Putra Senjara | FIP Engineering | FIP-DOM-ENG-51202-0000000-INA-000000 | PO Closed | GL1811052 | 2018-10-19 | - | -
181750395-4 | 181750395 - Approved | 4 | S-40226-00 | Tyvek 1422A Disposable Coverall White Colour; Dupont; ; | 6 | Pieces | IDR | 98000 | 588000 | 2018-11-30 | FIP General | Putra Senjara | FIP Engineering | FIP-DOM-ENG-51302-0000000-INA-000000 | PO Closed | GL1811053 | 2018-10-19 | - | -
181750395-5 | 181750395 - Approved | 5 | S-40021-00 | Botol semprot 500 cc | 15 | Pieces | IDR | 25000 | 375000 | 2018-11-30 | FIP General | Putra Senjara | FIP Engineering | FIP-DOM-ENG-51302-0000000-INA-000000 | PO Closed | GL1811051 | 2018-10-19 | - | -
181750396-1 | 181750396 - Approved | 1 | P-14906-00 | UV Sensor Housing Hanovia UV System; HANOVIA; p/n 270264043; | 1 | Unit | IDR | 8526315 | 8526315 | 2018-11-16 | FIP Engineering | Joko Nugroho | FIP Engineering | FIP-DOM-000-11304-OS00001-INA-000000 | PO Closed | GL1811016 | 2018-10-22 | - | 2019-02-04
181750396-2 | 181750396 - Approved | 2 | P-53259-00 | UV Sensor PIN : 270264040; Hanovia; ; | 1 | Unit | IDR | 19326315 | 19326315 | 2018-11-16 | FIP Engineering | Joko Nugroho | FIP Engineering | FIP-DOM-000-11304-OS00001-INA-000000 | PO Closed | GL1811016 | 2018-10-22 | - | 2019-02-04
181750396-3 | 181750396 - Approved | 3 | P-53182-00 | Arc tube Hanovia UV System; HANOVIA; p/n 130071 - 0320 - 01; | 2 | Unit | IDR | 9894736 | 19789472 | 2018-11-16 | FIP Engineering | Joko Nugroho | FIP Engineering | FIP-DOM-000-11304-OS00001-INA-000000 | PO Closed | GL1811016 | 2018-10-22 | - | 2019-02-04
181750396-4 | 181750396 - Approved | 4 | P-14901-00 | Sleeve Seal Hanovia UV System; HANOVIA; p/n 600143025; | 4 | Unit | IDR | 673685 | 2694740 | 2018-11-16 | FIP Engineering | Joko Nugroho | FIP Engineering | FIP-DOM-000-11304-OS00001-INA-000000 | PO Closed | GL1811016 | 2018-10-22 | - | 2019-02-04
181750401-1 | 181750401 - Approved | 1 | S-20052-00 | Helm Safety; ; ; | 6 | Pieces | IDR | 70000 | 420000 | 2018-11-26 | FIP General | Joko Nugroho | FIP Engineering | FIP-DOM-ENG-51202-0000000-INA-000000 | PO Closed | GL1811030 | 2018-10-25 | - | 2018-11-26
181750401-2 | 181750401 - Approved | 2 | S-12006-00 | Majun | 10 | Kilogram | IDR | 33000 | 330000 | 2018-11-26 | FIP General | Joko Nugroho | FIP Engineering | FIP-DOM-ENG-51302-0000000-INA-000000 | PO Closed | GL1811029 | 2018-10-25 | - | 2018-11-23
181750401-3 | 181750401 - Approved | 3 | P-13415-00 | DIAGONAL CUTTER PLIER 6INC; Krisbow; Part No. KW0101358; | 2 | Pieces | IDR | 110500 | 221000 | 2018-11-26 | FIP General | Joko Nugroho | FIP Engineering | FIP-DOM-ENG-51404-0000000-INA-000000 | PO Closed | GL1811062 | 2018-10-25 | - | 2018-11-22
181750400-1 | 181750400 - Approved | 1 | Q-90025-00 | SCHINDLER ELEVATOR - PCB SDIC; P/N: 591886; ; ; | 1 | Unit | IDR | 18500000 | 18500000 | 2018-11-12 | FIP General | Joko Nugroho | FIP Engineering | FIP-DOM-ENG-51502-0000000-INA-000000 | PO Closed | GL1811013 | 2018-10-25 | - | 2018-11-09
181750400-2 | 181750400 - Approved | 2 | Q-90026-00 | SCHINDLER ELEVATOR - Sensor PHS; Cedes, GLS 126 NT; ; ; | 1 | Unit | IDR | 2850000 | 2850000 | 2018-11-12 | FIP General | Joko Nugroho | FIP Engineering | FIP-DOM-ENG-51502-0000000-INA-000000 | PO Closed | GL1811013 | 2018-10-25 | - | 2018-11-30
181750407-1 | 181750407 - Approved | 1 | P-13557-00 | Color Ribbon Cassette Model: B9901AX for Recorder Yokogawa Model: SR10006; ; ; | 2 | Set | IDR | 368500 | 737000 | 2018-11-30 | FIP Engineering | Irwan Sopian | FIP Engineering | FIP-DOM-000-11304-OS00001-INA-000000 | PO Closed | GL1811037 | 2018-10-29 | - | 2018-11-22
181750407-4 | 181750407 - Approved | 4 | P-13575-00 | Plotter Pen Purple Model: B9902AR for Recorder Yokogawa Model: SR10002; ; ; | 2 | Set | IDR | 435000 | 870000 | 2018-11-30 | FIP Engineering | Irwan Sopian | FIP Engineering | FIP-DOM-000-11304-OS00001-INA-000000 | PO Closed | GL1811037 | 2018-10-29 | - | 2018-11-22
181750406-1 | 181750406 - Approved | 1 | O-11181-00 | Bearing 626-2Z | 20 | Pieces | IDR | 20000 | 400000 | 2018-11-23 | FIP Engineering | Irwan Sopian | FIP Engineering | FIP-DOM-000-11304-OS00001-INA-000000 | PO Closed | GL1811017 | 2018-10-29 | - | 2018-11-15
181750414-1 | 181750414 - Approved | 1 | P-13564-00 | Pipa Ornamen SS 304 1 1/4inchx 1mm x 6mtr; ; ; | 1 | Unit | IDR | 340000 | 340000 | 2018-11-23 | FIP Engineering | Irwan Sopian | FIP Engineering | FIP-DOM-000-11304-OS00001-INA-000000 | PO Closed | GL1811061 | 2018-10-30 | - | 2018-11-22
181750412-1 | 181750412 - Approved | 1 | O-16281-00 | Washing RAR4 - Pusher Guide; ; ; | 1 | Pieces | IDR | 975000 | 975000 | 2018-11-30 | FIP Engineering | Irwan Sopian | FIP Engineering | FIP-DOM-000-11304-OS00001-INA-000000 | PO Closed | GL1811019 | 2018-10-30 | - | 2018-11-30
181750412-2 | 181750412 - Approved | 2 | S-60002-00 | Repair Pusher Guide Mesin Washing | 1 | Lot | IDR | 250000 | 250000 | 2018-11-30 | FIP General | Irwan Sopian | FIP Engineering | FIP-DOM-ENG-51508-0000000-INA-000000 | PO Closed | GL1811019 | 2018-10-30 | - | 2018-11-30
181750411-1 | 181750411 - Approved | 1 | P-13563-00 | Selenoid Valve 2 way, 220VAC, UW-25 UNI-D; ; ; | 2 | Pieces | IDR | 1525000 | 3050000 | 2018-11-30 | FIP Engineering | Irwan Sopian | FIP Engineering | FIP-DOM-000-11304-OS00001-INA-000000 | PO Closed | GL1811018 | 2018-10-30 | - | 2018-11-15
181750411-2 | 181750411 - Approved | 2 | P-13562-00 | Y-Strainer Brass 1 inch; ; ; | 1 | Pieces | IDR | 450000 | 450000 | 2018-11-30 | FIP Engineering | Irwan Sopian | FIP Engineering | FIP-DOM-000-11304-OS00001-INA-000000 | PO Closed | GL1811018 | 2018-10-30 | - | 2018-11-15
181750409-1 | 181750409 - Approved | 1 | P-13558-00 | Selenoid Valve 4V210-08 24 VDC; ; ; | 1 | Pieces | IDR | 120000 | 120000 | 2018-11-23 | FIP Engineering | Joko Nugroho | FIP Engineering | FIP-DOM-000-11304-OS00001-INA-000000 | PO Closed | GL1811072 | 2018-10-30 | - | 2018-11-23
181750409-2 | 181750409 - Approved | 2 | S-60002-00 | Biaya kirim dan asuransi selenoid valve 24 VDC | 1 | Lot | IDR | 18240 | 18240 | 2018-11-23 | FIP General | Joko Nugroho | FIP Engineering | FIP-DOM-ENG-51508-0000000-INA-000000 | PO Closed | GL1811072 | 2018-10-30 | - | 2018-11-23
181750410-2 | 181750410 - Approved | 2 | Q-60104-00 | Cat Hardtop XP PU Jotun; ; ; | 1 | Can | IDR | 687500 | 687500 | 2018-11-09 | FIP Engineering | Joko Nugroho | FIP Engineering | FIP-DOM-000-11304-OS00001-INA-000000 | PO Closed | GL1811020 | 2018-10-31 | - | 2018-11-09
181750416-2 | 181750416 - Approved | 2 | S-11102-00 | Bayclin | 40 | Botol | IDR | 59500 | 2380000 | 2018-11-29 | FIP General | Joko Nugroho | FIP Engineering | FIP-DOM-ENG-51302-0000000-INA-000000 | PO Closed | GL1811001 | 2018-11-01 | - | 2018-11-12
181750425-1 | 181750425 - Approved | 1 | T-20100-00 | 900 UV LAMP-SIEVERS 900 TOC part; SIEVERS 900; ; | 1 | Pieces | IDR | 9409120 | 9409120 | 2018-12-07 | FIP General | Irwan Sopian | FIP Engineering | FIP-DOM-ENG-51505-0000000-INA-000000 | PO Closed | GL1811039 | 2018-11-05 | - | 2018-12-28
181750428-1 | 181750428 - Approved | 1 | S-60002-00 | Instalasi Pipa CA diruang equipment washing 1 | 1 | Lot | IDR | 3553000 | 3553000 | 2018-11-23 | FIP General | Joko Nugroho | FIP Engineering | FIP-DOM-ENG-51508-0000000-INA-000000 | PO Closed | GL1811064 | 2018-11-06 | - | 2018-12-14
181750428-2 | 181750428 - Approved | 2 | S-60002-00 | Material untuk Instalasi Pipa CA diruang equipment washing 1 | 1 | Lot | IDR | 6264500 | 6264500 | 2018-11-23 | FIP General | Joko Nugroho | FIP Engineering | FIP-DOM-ENG-51508-0000000-INA-000000 | PO Closed | GL1811064 | 2018-11-06 | - | 2018-12-14
181750427-1 | 181750427 - Approved | 1 | S-60002-00 | Modifikasi Meja Tiris di equipment washing 1 | 1 | Lot | IDR | 4394500 | 4394500 | 2018-11-23 | FIP General | Joko Nugroho | FIP Engineering | FIP-DOM-ENG-51508-0000000-INA-000000 | PO Closed | GL1811064 | 2018-11-06 | - | 2018-12-14
181750426-1 | 181750426 - Approved | 1 | Q-10550-00 | Door Closer TS 2000V Hold Open GEZE; ; ; | 2 | Pieces | IDR | 2610000 | 5220000 | 2018-11-30 | FIP Engineering | Irwan Sopian | FIP Engineering | FIP-DOM-000-11304-OS00001-INA-000000 | PO Closed | GL1811068 | 2018-11-06 | - | 2018-11-30
181750430-1 | 181750430 - Approved | 1 | S-10785-00 | Refill APAR Powder 2.5 Kg;Pressure;; ; ; | 3 | Tube | IDR | 85500 | 256500 | 2018-11-23 | FIP General | Joko Nugroho | FIP Engineering | FIP-DOM-ENG-51502-0000000-INA-000000 | PO Closed | GL1811031 | 2018-11-07 | - | 2018-12-07
181750431-1 | 181750431 - Approved | 1 | Q-10232-00 | Silicone Sealant N10 White; ; ; | 8 | Pieces | IDR | 45000 | 360000 | 2018-12-07 | FIP Engineering | Irwan Sopian | FIP Engineering | FIP-DOM-000-11304-OS00001-INA-000000 | PO Closed | GL1811073 | 2018-11-08 | - | 2018-12-06
181750431-2 | 181750431 - Approved | 2 | P-10945-00 | Insulation - Seal Tape onda | 10 | Pieces | IDR | 4000 | 40000 | 2018-12-07 | FIP Engineering | Irwan Sopian | FIP Engineering | FIP-DOM-000-11304-OS00001-INA-000000 | PO Closed | GL1811073 | 2018-11-08 | - | 2018-12-06
181750409-4 | 181750409 - Approved | 4 | S-60002-00 | Biaya Kirim dan asuransi Jam Digital ESA-677 | 1 | Lot | IDR | 20259 | 20259 | 2018-11-23 | FIP General | Joko Nugroho | FIP Engineering | FIP-DOM-ENG-51508-0000000-INA-000000 | PO Closed | GL1811041 | 2018-11-09 | - | 2018-11-30
181750435-1 | 181750435 - Approved | 1 | S-60002-00 | Perapihan jendela clean equipment; Pekerjaan Persiapan : Mob demob, Proteksi perlindungan properti Fonko, Pembersihan dan buang puing | 1 | Lot | IDR | 2800000 | 2800000 | 2018-11-30 | FIP General | Joko Nugroho | FIP Engineering | FIP-DOM-ENG-51508-0000000-INA-000000 | PO Closed | GL1811070 | 2018-11-12 | - | 2018-12-14
181750435-2 | 181750435 - Approved | 2 | S-60002-00 | Perapihan jendela clean equipment; Pekerjaan Perbaikan Dinding dan Jendela Existing; Kupas dinding; Cat dinding epoxy; Bongkar pasang jendela CPOB | 1 | Lot | IDR | 6200000 | 6200000 | 2018-11-30 | FIP General | Joko Nugroho | FIP Engineering | FIP-DOM-ENG-51508-0000000-INA-000000 | PO Closed | GL1811070 | 2018-11-12 | - | 2018-12-14
181750434-1 | 181750434 - Approved | 1 | S-60002-00 | Pekerjaan Persiapan; Mob dan Demob, Peralatan perlindungan properti Fonko, Alat bantu pekerjaan | 1 | Lot | IDR | 3700000 | 3700000 | 2018-11-30 | FIP General | Joko Nugroho | FIP Engineering | FIP-DOM-ENG-51508-0000000-INA-000000 | PO Closed | GL1811071 | 2018-11-12 | - | 2018-11-30
181750434-2 | 181750434 - Approved | 2 | S-60002-00 | Pekerjaan Bongkar beton dan tanah, Pekerjaan bongkar plat beton eksisting mutu K-300 ukuran 100 x 100 cm , t=20 cm dan besi dan buang puing keluar lokasi dan pembersihan pek | 1 | Lot | IDR | 3050000 | 3050000 | 2018-11-30 | FIP General | Joko Nugroho | FIP Engineering | FIP-DOM-ENG-51508-0000000-INA-000000 | PO Closed | GL1811071 | 2018-11-12 | - | 2018-11-30
181750434-3 | 181750434 - Approved | 3 | S-60002-00 | Pekerjaan beton; Lantai kerja t = 5 cm ,termasuk plastik cor; Pekerjaan beton Instan K-350 , Decon/setara , t = 20 cm | 1 | Lot | IDR | 2600000 | 2600000 | 2018-11-30 | FIP General | Joko Nugroho | FIP Engineering | FIP-DOM-ENG-51508-0000000-INA-000000 | PO Closed | GL1811071 | 2018-11-12 | - | 2018-11-30
181750434-4 | 181750434 - Approved | 4 | S-60002-00 | Pekerjaan Conecting & Finishing Lantai | 1 | Lot | IDR | 19150000 | 19150000 | 2018-11-30 | FIP General | Joko Nugroho | FIP Engineering | FIP-DOM-ENG-51508-0000000-INA-000000 | PO Closed | GL1811071 | 2018-11-12 | - | 2018-11-30
181750432-1 | 181750432 - Approved | 1 | O-51945-00 | Photo Sensor BRP3M-MDT Autonics; ; ; | 2 | Pieces | IDR | 363000 | 726000 | 2018-11-30 | FIP Engineering | Irwan Sopian | FIP Engineering | FIP-DOM-000-11304-OS00001-INA-000000 | PO Closed | GL1811060 | 2018-11-12 | - | 2018-12-10
181750431-3 | 181750431 - Approved | 3 | Q-10234-00 | Silicone Sealant N10 Grey; ; ; | 8 | Pieces | IDR | 45000 | 360000 | 2018-12-07 | FIP Engineering | Irwan Sopian | FIP Engineering | FIP-DOM-000-11304-OS00001-INA-000000 | PO Closed | GL1811073 | 2018-11-12 | - | 2018-12-06
181750431-4 | 181750431 - Approved | 4 | Q-10233-00 | Silicone Sealant N10 Clear; ; ; | 8 | Pieces | IDR | 45000 | 360000 | 2018-12-07 | FIP Engineering | Irwan Sopian | FIP Engineering | FIP-DOM-000-11304-OS00001-INA-000000 | PO Closed | GL1811073 | 2018-11-12 | - | 2018-12-06
181750425-2 | 181750425 - Approved | 2 | T-20112-00 | 900 Sample pump tubing; Sievers; P/N CATU 96200; 1 pc | 1 | Pieces | IDR | 2257668 | 2257668 | 2018-12-07 | FIP General | Irwan Sopian | FIP Engineering | FIP-DOM-ENG-51505-0000000-INA-000000 | PO Closed | GL1811039 | 2018-11-12 | - | 2018-12-28
181750407-5 | 181750407 - Approved | 5 | P-13576-00 | Pen Cartridge Green Model: B9902AN for Recorder Yokogawa Model: SR10002; ; ; | 1 | Set | IDR | 572000 | 572000 | 2018-11-30 | FIP Engineering | Irwan Sopian | FIP Engineering | FIP-DOM-000-11304-OS00001-INA-000000 | PO Closed | GL1811037 | 2018-11-13 | - | 2018-11-22
181750407-6 | 181750407 - Approved | 6 | P-13576-00 | Pen Cartridge Green Model: B9902AN for Recorder Yokogawa Model: SR10002; ; ; | 1 | Set | IDR | 572000 | 572000 | 2018-11-30 | FIP Engineering | Irwan Sopian | FIP Engineering | FIP-DOM-000-11304-OS00001-INA-000000 | PO Closed | GL1811037 | 2018-11-13 | - | 2019-01-10
181750407-7 | 181750407 - Approved | 7 | P-13577-00 | Pen Cartridge Red Model: B9902AM for Recorder Yokogawa Model: SR10002; ; ; | 1 | Set | IDR | 572000 | 572000 | 2018-11-30 | FIP Engineering | Irwan Sopian | FIP Engineering | FIP-DOM-000-11304-OS00001-INA-000000 | PO Closed | GL1811037 | 2018-11-13 | - | 2018-11-22
181750407-8 | 181750407 - Approved | 8 | P-13577-00 | Pen Cartridge Red Model: B9902AM for Recorder Yokogawa Model: SR10002; ; ; | 1 | Set | IDR | 572000 | 572000 | 2018-11-30 | FIP Engineering | Irwan Sopian | FIP Engineering | FIP-DOM-000-11304-OS00001-INA-000000 | PO Closed | GL1811037 | 2018-11-13 | - | 2019-01-10
181750441-1 | 181750441 - Approved | 1 | P-15436-00 | IAF G Series (G4); Average effeciency : 25 30%; Size : 16 x 25 x 1 (395 x 630 x 25 mm); Rec.final r; ; ; | 8 | Unit | IDR | 120000 | 960000 | 2018-12-07 | FIP Engineering | Irwan Sopian | FIP Engineering | FIP-DOM-000-11304-OS00001-INA-000000 | PO Closed | GL1811074 | 2018-11-14 | - | 2018-12-21
181750441-2 | 181750441 - Approved | 2 | O-51813-00 | Digital Timer Switch Simplexa 601 Theben Germany; ; ; | 2 | Unit | IDR | 1200000 | 2400000 | 2018-12-07 | FIP Engineering | Irwan Sopian | FIP Engineering | FIP-DOM-000-11304-OS00001-INA-000000 | PO Closed | GL1811073 | 2018-11-14 | - | 2018-12-06
181750409-5 | 181750409 - Approved | 5 | S-40533-00 | Jam Digital;; ; ; | 12 | Pieces | IDR | 10800 | 129600 | 2018-11-23 | FIP General | Joko Nugroho | FIP Engineering | FIP-DOM-ENG-51404-0000000-INA-000000 | PO Closed | GL1811041 | 2018-11-14 | - | 2018-11-30
181750451-1 | 181750451 - Approved | 1 | P-51559-00 | Lampu T5 14watt Putih; Phillips; ; | 40 | Pack | IDR | 29700 | 1188000 | 2018-12-14 | FIP Engineering | Irwan Sopian | FIP Engineering | FIP-DOM-000-11304-OS00001-INA-000000 | PO Closed | GL1811073 | 2018-11-26 | - | 2018-12-06
181750451-2 | 181750451 - Approved | 2 | Q-10249-00 | Lem Power Glue; ; ; | 10 | Pieces | IDR | 4050 | 40500 | 2018-12-14 | FIP Engineering | Irwan Sopian | FIP Engineering | FIP-DOM-000-11304-OS00001-INA-000000 | PO Closed | GL1811073 | 2018-11-26 | - | 2018-12-06
181750471-1 | 181750471 - Approved | 1 | P-10763-00 | Ferrule 1" SS 316L | 2 | Pieces | IDR | 330000 | 660000 | 2019-01-18 | FIP Engineering | Irwan Sopian | FIP Engineering | FIP-DOM-000-11304-OS00001-INA-000000 | PO Closed | GL1901007 | 2018-12-05 | - | 2019-01-24
181750471-2 | 181750471 - Approved | 2 | P-11841-00 | Ball Valve SS dia. 3/4 inch | 1 | Pieces | IDR | 490000 | 490000 | 2019-01-18 | FIP Engineering | Irwan Sopian | FIP Engineering | FIP-DOM-000-11304-OS00001-INA-000000 | PO Closed | GL1901007 | 2018-12-05 | - | 2019-01-24
181750479-1 | 181750479 - Approved | 1 | O-14594-00 | Kit, membrane ozone 6510; ; ; | 1 | Unit | IDR | 10323650 | 10323650 | 2019-01-04 | FIP Engineering | Irwan Sopian | FIP Engineering | FIP-DOM-000-11304-OS00001-INA-000000 | PO Closed | GL1812028 | 2018-12-06 | - | 2019-03-07
181750474-1 | 181750474 - Approved | 1 | O-16321-00 | SED - 2/2 Way Diaphragm Valve Metal Aseptic p/n:207.15.7.545.51.125.SF1 | 1 | Pieces | IDR | 5142500 | 5142500 | 2019-04-30 | FIP Engineering | Irwan Sopian | FIP Engineering | FIP-DOM-000-11304-OS00001-INA-000000 | PO Closed | GL1904016 | 2018-12-06 | - | 2019-07-11
181750474-2 | 181750474 - Approved | 2 | O-16319-00 | SED - Stroke-Seal Adjuster and Manual Override p/n:024.14.025 | 1 | Pieces | IDR | 1827500 | 1827500 | 2019-04-30 | FIP Engineering | Irwan Sopian | FIP Engineering | FIP-DOM-000-11304-OS00001-INA-000000 | PO Closed | GL1904016 | 2018-12-06 | - | 2019-07-11
181750474-3 | 181750474 - Approved | 3 | O-16318-00 | SED - Diaphragm spare MA8 EPDM/PTFE 00210.190.051.V | 1 | Pieces | IDR | 446250 | 446250 | 2019-04-30 | FIP Engineering | Irwan Sopian | FIP Engineering | FIP-DOM-000-11304-OS00001-INA-000000 | PO Closed | GL1904016 | 2018-12-06 | - | 2019-07-11
181750473-1 | 181750473 - Approved | 1 | O-51965-00 | IMA CLU EK2046 - Module MOXA IO Logic-E1214 p/n:6822921 | 2 | Pieces | EUR | 340.94 | 681.88 | 2019-01-25 | FIP Engineering | Irwan Sopian | FIP Engineering | FIP-DOM-000-11304-OS00001-INA-000000 | PO Closed | GL1812024 | 2018-12-06 | - | 2019-02-18
181750472-1 | 181750472 - Approved | 1 | O-51946-00 | Pressure Sensor Autonics Model PSAN-V01CPV-RC1/8 1unit | 1 | Pieces | IDR | 742000 | 742000 | 2019-01-07 | FIP Engineering | Irwan Sopian | FIP Engineering | FIP-DOM-000-11304-OS00001-INA-000000 | PO Closed | GL1812017 | 2018-12-06 | - | 2019-01-10
181750472-2 | 181750472 - Approved | 2 | P-51840-00 | Button Box 3 hole dia 22 mm | 2 | Pieces | IDR | 30000 | 60000 | 2019-01-07 | FIP Engineering | Irwan Sopian | FIP Engineering | FIP-DOM-000-11304-OS00001-INA-000000 | PO Closed | GL1812015 | 2018-12-06 | - | 2018-12-20
181750472-3 | 181750472 - Approved | 3 | O-51967-00 | Solid State Relay 3-32 VDC - 330 VAC 25 A | 3 | Pieces | IDR | 230000 | 690000 | 2019-01-07 | FIP Engineering | Irwan Sopian | FIP Engineering | FIP-DOM-000-11304-OS00001-INA-000000 | PO Closed | GL1812015 | 2018-12-06 | - | 2018-12-20
181750471-3 | 181750471 - Approved | 3 | P-11350-00 | Roda Caster Supo Dia : 4" ( 100 x 38 mm ) Swivel Flange / Without Breake | 1 | Set | IDR | 375000 | 375000 | 2019-01-18 | FIP Engineering | Irwan Sopian | FIP Engineering | FIP-DOM-000-11304-OS00001-INA-000000 | PO Closed | GL1901007 | 2018-12-06 | - | 2019-01-24
181750471-4 | 181750471 - Approved | 4 | P-13240-00 | Elbow SS 304 welded dia 3/4inch | 4 | Pieces | IDR | 40000 | 160000 | 2019-01-18 | FIP Engineering | Irwan Sopian | FIP Engineering | FIP-DOM-000-11304-OS00001-INA-000000 | PO Closed | GL1901007 | 2018-12-06 | - | 2019-01-24
181750471-6 | 181750471 - Approved | 6 | P-51027-00 | Isolasi Kabel SCOTCH super 33 size: 19 mmx20x0.177 mm ( vinyl electric tape ) Black 3M | 5 | Pieces | IDR | 53000 | 265000 | 2019-01-18 | FIP Engineering | Irwan Sopian | FIP Engineering | FIP-DOM-000-11304-OS00001-INA-000000 | PO Closed | GL1901007 | 2018-12-06 | - | 2019-01-24
181750482-1 | 181750482 - Approved | 1 | O-51966-00 | Memory Card Compact Flash 16GB | 16 | Pieces | IDR | 13750 | 220000 | 2019-01-04 | FIP Engineering | Irwan Sopian | FPP ENG CIKARANG | FIP-DOM-000-11304-OS00001-INA-000000 | PO Closed | GL1812008 | 2018-12-07 | - | 2018-12-14
181750482-2 | 181750482 - Approved | 2 | S-60002-00 | Ongkir Grab - Same Day | 1 | Lot | IDR | 19440 | 19440 | 2019-01-04 | FIP General | Irwan Sopian | FPP ENG CIKARANG | FIP-DOM-ENG-51508-0000000-INA-000000 | PO Closed | GL1812008 | 2018-12-07 | - | 2018-12-14
181750482-3 | 181750482 - Approved | 3 | P-51842-00 | Lampu Pemanas/Heating Lamp Mesin Laminating | 1 | Pieces | IDR | 150000 | 150000 | 2019-01-04 | FIP Engineering | Irwan Sopian | FPP ENG CIKARANG | FIP-DOM-000-11304-OS00001-INA-000000 | PO Closed | GL1812007 | 2018-12-07 | - | 2018-12-14
181750481-1 | 181750481 - Approved | 1 | P-51841-00 | Power Supply LED Rainproof 250W/12VDC | 2 | Pieces | IDR | 500000 | 1000000 | 2019-01-04 | FIP Engineering | Irwan Sopian | FIP Engineering | FIP-DOM-000-11304-OS00001-INA-000000 | PO Closed | GL1812026 | 2018-12-07 | - | 2019-01-24
181750472-4 | 181750472 - Approved | 4 | P-51843-00 | Push Button /XA2EA42/240V/Merah Schneider | 3 | Pieces | IDR | 35500 | 106500 | 2019-01-07 | FIP Engineering | Irwan Sopian | FIP Engineering | FIP-DOM-000-11304-OS00001-INA-000000 | PO Closed | GL1812018 | 2018-12-07 | - | 2019-01-10
181750472-5 | 181750472 - Approved | 5 | P-51844-00 | Push Button /XA2EA31/240V/Hijau Schneider | 3 | Pieces | IDR | 35500 | 106500 | 2019-01-07 | FIP Engineering | Irwan Sopian | FIP Engineering | FIP-DOM-000-11304-OS00001-INA-000000 | PO Closed | GL1812018 | 2018-12-07 | - | 2019-01-10
181750488-1 | 181750488 - Approved | 1 | O-51966-00 | Memory Card Compact Flash 16GB | 2 | Pieces | USD | 75 | 150 | 2019-01-18 | FIP Engineering | Irwan Sopian | FIP Engineering | FIP-DOM-000-11304-OS00001-INA-000000 | PO Closed | GL1812010 | 2018-12-10 | - | 2019-02-28
181750485-1 | 181750485 - Approved | 1 | P-51781-00 | Digital Temperature Switch Type : TS2-021 Voltage : 230 VAC Brand: Dwyer | 2 | Unit | IDR | 1581000 | 3162000 | 2019-01-11 | FIP Engineering | Irwan Sopian | FIP Engineering | FIP-DOM-000-11304-OS00001-INA-000000 | PO Closed | GL1812020 | 2018-12-10 | - | 2019-01-24
181750471-7 | 181750471 - Approved | 7 | P-14379-00 | Gasket 3/4" /EPDM; ; ; | 20 | Pieces | IDR | 12000 | 240000 | 2019-01-18 | FIP Engineering | Irwan Sopian | FIP Engineering | FIP-DOM-000-11304-OS00001-INA-000000 | PO Closed | GL1901007 | 2018-12-10 | - | 2019-02-07
181750471-8 | 181750471 - Approved | 8 | O-14639-00 | EPDM Gasket for Ferrule dia. 1/2"; ; ; | 20 | Pieces | IDR | 12000 | 240000 | 2019-01-18 | FIP Engineering | Irwan Sopian | FIP Engineering | FIP-DOM-000-11304-OS00001-INA-000000 | PO Closed | GL1901007 | 2018-12-10 | - | 2019-02-07
181750496-1 | 181750496 - Approved | 1 | P-13598-00 | Regulator Hydrogen 96A-10M Morris | 1 | Pieces | IDR | 1600000 | 1600000 | 2019-01-04 | FIP Engineering | Irwan Sopian | FIP Engineering | FIP-DOM-000-11304-OS00001-INA-000000 | PO Closed | GL1901007 | 2018-12-12 | - | 2019-01-24
181750496-2 | 181750496 - Approved | 2 | P-13597-00 | Selang Gas ukuran 1/4 inch | 10 | Meter | IDR | 68000 | 680000 | 2019-01-04 | FIP Engineering | Irwan Sopian | FIP Engineering | FIP-DOM-000-11304-OS00001-INA-000000 | PO Closed | GL1901007 | 2018-12-12 | - | 2019-01-24
181750495-1 | 181750495 - Approved | 1 | P-15002-00 | Room Air Temp. & RH Sensor, P/N. QFA2060D; ; ; | 2 | Unit | IDR | 5310000 | 10620000 | 2019-02-04 | FIP Engineering | Irwan Sopian | FIP Engineering | FIP-DOM-000-11304-OS00001-INA-000000 | PO Closed | GL1812019 | 2018-12-12 | - | 2019-02-14
181750494-1 | 181750494 - Approved | 1 | P-11819-00 | Alumunium duct tape 2 inch | 5 | Pieces | IDR | 55000 | 275000 | 2019-01-04 | FIP Engineering | Irwan Sopian | FIP Engineering | FIP-DOM-000-11304-OS00001-INA-000000 | PO Closed | GL1901008 | 2018-12-12 | - | 2019-01-18
181750494-2 | 181750494 - Approved | 2 | Q-10562-00 | Proseal PAS-100 White Propan | 5 | Pieces | IDR | 45000 | 225000 | 2019-01-04 | FIP Engineering | Irwan Sopian | FIP Engineering | FIP-DOM-000-11304-OS00001-INA-000000 | PO Closed | GL1901022 | 2018-12-12 | - | 2019-01-24
181750494-3 | 181750494 - Approved | 3 | Q-10572-00 | PHILIPS - Lampu LED TL T8 120 Cm 16 Watt | 5 | Pieces | IDR | 75000 | 375000 | 2019-01-04 | FIP Engineering | Irwan Sopian | FIP Engineering | FIP-DOM-000-11304-OS00001-INA-000000 | PO Closed | GL1901007 | 2018-12-12 | - | 2019-01-24
181750494-4 | 181750494 - Approved | 4 | Q-10573-00 | PHILIPS - Lampu Emergency TWS 200 | 5 | Pieces | IDR | 560000 | 2800000 | 2019-01-04 | FIP Engineering | Irwan Sopian | FIP Engineering | FIP-DOM-000-11304-OS00001-INA-000000 | PO Closed | GL1901007 | 2018-12-12 | - | 2019-01-24
181750494-5 | 181750494 - Approved | 5 | Q-10571-00 | PHILIPS - Kap Lampu Waterproof TCW 060 2X36 Watt | 1 | Pieces | IDR | 575000 | 575000 | 2019-01-04 | FIP Engineering | Irwan Sopian | FIP Engineering | FIP-DOM-000-11304-OS00001-INA-000000 | PO Closed | GL1901007 | 2018-12-12 | - | 2019-01-24
181750494-6 | 181750494 - Approved | 6 | Q-10569-00 | Lampu LED Emergency 6 Watt Hannoch Genius | 2 | Pieces | IDR | 86500 | 173000 | 2019-01-04 | FIP Engineering | Irwan Sopian | FIP Engineering | FIP-DOM-000-11304-OS00001-INA-000000 | PO Closed | GL1901007 | 2018-12-12 | - | 2019-01-24
181750494-7 | 181750494 - Approved | 7 | Q-10570-00 | Kap Lampu TL RM 2X18 Watt | 2 | Pieces | IDR | 350000 | 700000 | 2019-01-04 | FIP Engineering | Irwan Sopian | FIP Engineering | FIP-DOM-000-11304-OS00001-INA-000000 | PO Closed | GL1901007 | 2018-12-12 | - | 2019-02-22
181750494-8 | 181750494 - Approved | 8 | P-13596-00 | Cutting Diamond Disc for Ceramic Turbo Bosch | 2 | Pieces | IDR | 110000 | 220000 | 2019-01-04 | FIP Engineering | Irwan Sopian | FIP Engineering | FIP-DOM-000-11304-OS00001-INA-000000 | PO Closed | GL1901007 | 2018-12-12 | - | 2019-01-24
181750494-9 | 181750494 - Approved | 9 | P-13602-00 | Pipa Hollow SS 304 Uk. 20x 20mm | 1 | Pieces | IDR | 550000 | 550000 | 2019-01-11 | FIP Engineering | Irwan Sopian | FIP Engineering | FIP-DOM-000-11304-OS00001-INA-000000 | PO Closed | GL1901022 | 2018-12-12 | - | 2019-01-24
181750494-10 | 181750494 - Approved | 10 | P-13601-00 | Besi Pejal SS 304 dia.6 mm | 1 | Pieces | IDR | 150000 | 150000 | 2019-01-04 | FIP Engineering | Irwan Sopian | FIP Engineering | FIP-DOM-000-11304-OS00001-INA-000000 | PO Closed | GL1901022 | 2018-12-12 | - | 2019-01-24
181750494-11 | 181750494 - Approved | 11 | P-13600-00 | Besi Pejal SS 304 dia.8 mm | 1 | Pieces | IDR | 180000 | 180000 | 2019-01-04 | FIP Engineering | Irwan Sopian | FIP Engineering | FIP-DOM-000-11304-OS00001-INA-000000 | PO Closed | GL1901022 | 2018-12-12 | - | 2019-01-24
181750494-12 | 181750494 - Approved | 12 | P-13599-00 | Besi Pejal SS 304 dia.10 mm | 1 | Pieces | IDR | 200000 | 200000 | 2019-01-04 | FIP Engineering | Irwan Sopian | FIP Engineering | FIP-DOM-000-11304-OS00001-INA-000000 | PO Closed | GL1901022 | 2018-12-12 | - | 2019-01-24
181750494-13 | 181750494 - Approved | 13 | Q-10128-00 | Thinner Super End/Impala | 5 | Pieces | IDR | 29500 | 147500 | 2019-01-04 | FIP Engineering | Irwan Sopian | FIP Engineering | FIP-DOM-000-11304-OS00001-INA-000000 | PO Closed | GL1901008 | 2018-12-12 | - | 2019-01-18
181750493-1 | 181750493 - Approved | 1 | P-13603-00 | PW Generator Austar - RO Membranes BW30-400 DOW | 4 | Pieces | IDR | 8750000 | 35000000 | 2019-02-01 | FIP Engineering | Irwan Sopian | FIP Engineering | FIP-DOM-000-11304-OS00001-INA-000000 | PO Closed | GL1901003 | 2018-12-12 | - | 2019-02-07
181750501-1 | 181750501 - Approved | 1 | P-15905-00 | Filter Catridge Type: TefTEC Series P/N : TefTEC 0.2 - 10 P7S Lenght : 10 Inch O-Ring : 226 Fin | 1 | Unit | IDR | 3575000 | 3575000 | 2019-01-31 | FIP Engineering | Irwan Sopian | FIP Engineering | FIP-DOM-000-11304-OS00001-INA-000000 | PO Closed | GL1901010 | 2018-12-17 | - | 2019-01-24
181750500-1 | 181750500 - Approved | 1 | P-10892-00 | Fitting PVC - SDL PVC 1" | 4 | Pieces | IDR | 5000 | 20000 | 2019-01-31 | FIP Engineering | Irwan Sopian | FIP Engineering | FIP-DOM-000-11304-OS00001-INA-000000 | PO Closed | GL1901039 | 2018-12-17 | - | 2019-01-31
181750500-2 | 181750500 - Approved | 2 | P-10945-00 | Insulation - Seal Tape onda | 10 | Pieces | IDR | 4000 | 40000 | 2019-01-31 | FIP Engineering | Irwan Sopian | FIP Engineering | FIP-DOM-000-11304-OS00001-INA-000000 | PO Closed | GL1901039 | 2018-12-17 | - | 2019-01-31
181750500-3 | 181750500 - Approved | 3 | P-53217-00 | Sealent Gun PROHEX | 1 | Pieces | IDR | 20000 | 20000 | 2019-01-31 | FIP Engineering | Irwan Sopian | FIP Engineering | FIP-DOM-000-11304-OS00001-INA-000000 | PO Closed | GL1901039 | 2018-12-17 | - | 2019-01-31
181750500-4 | 181750500 - Approved | 4 | P-12433-00 | Isolasi AC- Sansui | 3 | Pieces | IDR | 10000 | 30000 | 2019-01-31 | FIP Engineering | Irwan Sopian | FIP Engineering | FIP-DOM-000-11304-OS00001-INA-000000 | PO Closed | GL1901039 | 2018-12-17 | - | 2019-01-31
181750500-5 | 181750500 - Approved | 5 | P-12365-00 | Gembok sedang uk. 5 mm | 3 | Pieces | IDR | 8000 | 24000 | 2019-01-31 | FIP Engineering | Irwan Sopian | FIP Engineering | FIP-DOM-000-11304-OS00001-INA-000000 | PO Closed | GL1901039 | 2018-12-17 | - | 2019-01-31
181750471-8 | 181750471 - Approved | 8 | P-13498-00 | Panel Lock MS603 | 2 | Pieces | IDR | 27500 | 55000 | 2019-01-18 | FIP General | Irwan Sopian | FIP Engineering | FIP-DOM-ENG-51404-0000000-INA-000000 | PO Closed | GL1901007 | 2018-12-17 | - | 2019-01-24
181750504-1 | 181750504 - Approved | 1 | P-51559-00 | Lampu T5 14watt Putih Phillips | 30 | Pack | IDR | 29700 | 891000 | 2019-01-25 | FIP Engineering | Irwan Sopian | FIP Engineering | FIP-DOM-000-11304-OS00001-INA-000000 | PO Closed | GL1901040 | 2018-12-19 | - | 2019-01-31
181750504-2 | 181750504 - Approved | 2 | P-51560-00 | Lampu T5 28watt Putih Phillips | 20 | Pieces | IDR | 36000 | 720000 | 2019-01-25 | FIP Engineering | Irwan Sopian | FIP Engineering | FIP-DOM-000-11304-OS00001-INA-000000 | PO Closed | GL1901040 | 2018-12-19 | - | 2019-01-31
181750505-1 | 181750505 - Approved | 1 | Q-10272-00 | Cat epoxy Polyfloor PFT 253 Propan | 1 | Pieces | IDR | 860000 | 860000 | 2019-02-04 | FIP General | Irwan Sopian | FIP Engineering | FIP-DOM-ENG-51502-0000000-INA-000000 | PO Closed | GL1901041 | 2018-12-20 | - | 2019-03-01
181750505-2 | 181750505 - Approved | 2 | Q-10128-00 | Thinner Super End/Impala | 5 | Pieces | IDR | 33000 | 165000 | 2019-02-04 | FIP Engineering | Irwan Sopian | FIP Engineering | FIP-DOM-000-11304-OS00001-INA-000000 | PO Closed | GL1901041 | 2018-12-20 | - | 2019-02-07
181750504-3 | 181750504 - Approved | 3 | P-13389-00 | Scotch Brite 3M | 10 | Pieces | IDR | 13500 | 135000 | 2019-01-25 | FIP Engineering | Irwan Sopian | FIP Engineering | FIP-DOM-000-11304-OS00001-INA-000000 | PO Closed | GL1901040 | 2018-12-21 | - | 2019-01-31
181750504-4 | 181750504 - Approved | 4 | Q-10234-00 | Silicone Sealant N10 Grey | 5 | Pieces | IDR | 45000 | 225000 | 2019-01-25 | FIP Engineering | Irwan Sopian | FIP Engineering | FIP-DOM-000-11304-OS00001-INA-000000 | PO Closed | GL1901040 | 2018-12-21 | - | 2019-01-31
181750504-5 | 181750504 - Approved | 5 | Q-10232-00 | Silicone Sealant N10 White | 5 | Pieces | IDR | 45000 | 225000 | 2019-01-25 | FIP Engineering | Irwan Sopian | FIP Engineering | FIP-DOM-000-11304-OS00001-INA-000000 | PO Closed | GL1901040 | 2018-12-21 | - | 2019-01-31
181750507-1 | 181750507 - Approved | 1 | T-12000-00 | HDD Internal - 1TB SATA Seagate Barracuda 3.5 inch | 1 | Pieces | IDR | 749000 | 749000 | 2019-01-25 | FIP General | Irwan Sopian | FIP Engineering | FIP-DOM-ENG-51505-0000000-INA-000000 | PO Closed | GL1901002 | 2018-12-26 | - | 2019-01-08
181750508-1 | 181750508 - Approved | 1 | P-12279-00 | FESTO - QS-1/8-6 Push-In fitting p/n 153002 | 5 | Pieces | IDR | 25198 | 125990 | 2019-01-25 | FIP Engineering | Irwan Sopian | FIP Engineering | FIP-DOM-000-11304-OS00001-INA-000000 | PO Closed | GL1901011 | 2018-12-27 | - | 2019-01-17
181750508-2 | 181750508 - Approved | 2 | P-12280-00 | FESTO - QS-1/8-8 Push-In fitting p/n 153004 | 5 | Pieces | IDR | 30798 | 153990 | 2019-01-25 | FIP Engineering | Irwan Sopian | FIP Engineering | FIP-DOM-000-11304-OS00001-INA-000000 | PO Closed | GL1901011 | 2018-12-27 | - | 2019-01-17
181750508-3 | 181750508 - Approved | 3 | P-12275-00 | FESTO - QS-1/4-6 Push-In fitting p/n 153003 | 5 | Pieces | IDR | 29923 | 149615 | 2019-01-25 | FIP Engineering | Irwan Sopian | FIP Engineering | FIP-DOM-000-11304-OS00001-INA-000000 | PO Closed | GL1901011 | 2018-12-27 | - | 2019-01-17
181750508-4 | 181750508 - Approved | 4 | P-12276-00 | FESTO - QS-1/4-8 Push-In fitting p/n 153005 | 5 | Pieces | IDR | 31848 | 159240 | 2019-01-25 | FIP Engineering | Irwan Sopian | FIP Engineering | FIP-DOM-000-11304-OS00001-INA-000000 | PO Closed | GL1901011 | 2018-12-27 | - | 2019-01-17
181750508-5 | 181750508 - Approved | 5 | P-12286-00 | FESTO - QS-3/8-6 Push-In fitting p/n 190645 | 5 | Pieces | IDR | 33248 | 166240 | 2019-01-25 | FIP Engineering | Irwan Sopian | FIP Engineering | FIP-DOM-000-11304-OS00001-INA-000000 | PO Closed | GL1901011 | 2018-12-27 | - | 2019-01-17
181750508-6 | 181750508 - Approved | 6 | P-12287-00 | FESTO - QS-3/8-8 Push-In fitting p/n 153006 | 5 | Pieces | IDR | 34298 | 171490 | 2019-01-25 | FIP Engineering | Irwan Sopian | FIP Engineering | FIP-DOM-000-11304-OS00001-INA-000000 | PO Closed | GL1901011 | 2018-12-27 | - | 2019-01-17
191750008-1 | 191750008 - Approved | 1 | O-16608-00 | Baterai Airsampler Minicapt 100 s/n MC12N014 | 1 | Unit | IDR | 6248000 | 6248000 | 2019-02-04 | FIP Engineering | Irwan Sopian | FIP Engineering | FIP-DOM-000-11304-OS00001-INA-000000 | PO Closed | GL1901041 | 2019-01-04 | - | 2019-02-07
191750007-1 | 191750007 - Approved | 1 | S-60002-00 | Pekerjaan Waterproofing Balkon Atap | 1 | Lot | IDR | 4800000 | 4800000 | 2019-02-01 | FIP General | Irwan Sopian | FPP ENG CIKARANG | FIP-DOM-ENG-51508-0000000-INA-000000 | PO Closed | GL1902036 | 2019-01-04 | - | 2019-04-23
191750020-1 | 191750020 - Approved | 1 | P-11694-00 | Mata Gerinda 4" | 2 | Pieces | IDR | 100000 | 200000 | 2019-02-28 | FIP General | Irwan Sopian | FIP Engineering | FIP-DOM-ENG-51404-0000000-INA-000000 | PO Closed | GL1902016 | 2019-01-08 | - | 2019-02-22
191750020-2 | 191750020 - Approved | 2 | P-13502-00 | Thread pipa SUS304 3/4 inch | 2 | Pieces | IDR | 85000 | 170000 | 2019-02-28 | FIP General | Irwan Sopian | FIP Engineering | FIP-DOM-ENG-51404-0000000-INA-000000 | PO Closed | GL1902016 | 2019-01-08 | - | 2019-02-22
191750019-1 | 191750019 - Approved | 1 | Q-10580-00 | Cat Ftalit 444 Banana Yellow 1 Kg per Can | 5 | Kilogram | IDR | 60000 | 300000 | 2019-02-22 | FIP Engineering | Irwan Sopian | FIP Engineering | FIP-DOM-000-11304-OS00001-INA-000000 | PO Closed | GL1902015 | 2019-01-08 | - | 2019-02-22
191750019-2 | 191750019 - Approved | 2 | Q-10581-00 | Cat Ftalit 272 Antique Grey 1 Kg per Can | 2 | Kilogram | IDR | 60000 | 120000 | 2019-02-22 | FIP Engineering | Irwan Sopian | FIP Engineering | FIP-DOM-000-11304-OS00001-INA-000000 | PO Closed | GL1902015 | 2019-01-08 | - | 2019-02-22
191750018-1 | 191750018 - Approved | 1 | P-51856-00 | Key Selector Switch S2KR-4CK2AM Autonics | 1 | Pieces | IDR | 97000 | 97000 | 2019-01-31 | FIP Engineering | Irwan Sopian | FIP Engineering | FIP-DOM-000-11304-OS00001-INA-000000 | PO Closed | GL1901043 | 2019-01-08 | - | 2019-04-12
191750018-2 | 191750018 - Approved | 2 | P-51855-00 | Switch Accessory SA-SB1 Autonics | 1 | Pieces | IDR | 89000 | 89000 | 2019-01-31 | FIP Engineering | Irwan Sopian | FIP Engineering | FIP-DOM-000-11304-OS00001-INA-000000 | PO Closed | GL1901043 | 2019-01-08 | - | 2019-03-22
191750018-3 | 191750018 - Approved | 3 | P-51857-00 | Contact Block SA-CBM Autonics | 2 | Pieces | IDR | 11000 | 22000 | 2019-01-31 | FIP Engineering | Irwan Sopian | FIP Engineering | FIP-DOM-000-11304-OS00001-INA-000000 | PO Closed | GL1901043 | 2019-01-08 | - | 2019-03-22
191750027-1 | 191750027 - Approved | 1 | P-13632-00 | Pressure Gauge SS304 0-10bar dial:100mm 1/2inch | 1 | Pieces | IDR | 800000 | 800000 | 2019-02-04 | FIP Engineering | Irwan Sopian | FIP Engineering | FIP-DOM-000-11304-OS00001-INA-000000 | PO Closed | GL1901041 | 2019-01-11 | - | 2019-02-07
191750027-2 | 191750027 - Approved | 2 | P-13631-00 | Ferrule SS304 1inch x Drat Dalam 1/2inch | 1 | Pieces | IDR | 400000 | 400000 | 2019-02-04 | FIP Engineering | Irwan Sopian | FIP Engineering | FIP-DOM-000-11304-OS00001-INA-000000 | PO Closed | GL1901041 | 2019-01-11 | - | 2019-02-07
191750027-3 | 191750027 - Approved | 3 | P-13595-00 | Ball Valve Sanitary SS316 PTFE Connection:Ferrule/Triclamp 3inch | 1 | Pieces | IDR | 7105000 | 7105000 | 2019-02-04 | FIP Engineering | Irwan Sopian | FIP Engineering | FIP-DOM-000-11304-OS00001-INA-000000 | PO Closed | GL1901044 | 2019-01-11 | - | 2019-02-07
191750026-1 | 191750026 - Approved | 1 | P-51867-00 | Lampu Osram P-VIP 240/0.8 for Infocus IN124a | 1 | Pieces | IDR | 2300000 | 2300000 | 2019-02-01 | FIP Engineering | Irwan Sopian | FIP Engineering | FIP-DOM-000-11304-OS00001-INA-000000 | PO Closed | GL1901041 | 2019-01-11 | - | 2019-02-18
181750505-3 | 181750505 - Approved | 3 | Q-10012-00 | Multipox MX-94 White @ 20 KG | 20 | Kilogram | IDR | 145000 | 2900000 | 2019-02-04 | FIP Engineering | Irwan Sopian | FIP Engineering | FIP-DOM-000-11304-OS00001-INA-000000 | PO Closed | GL1901041 | 2019-01-11 | - | 2019-02-07
191750032-1 | 191750032 - Approved | 1 | T-12000-00 | HDD Internal - 4TB SATA Seagate SKYHAWK Surveilance 3.5 inch | 1 | Pieces | IDR | 2850000 | 2850000 | 2019-02-04 | FIP General | Irwan Sopian | FIP Engineering | FIP-DOM-ENG-51505-0000000-INA-000000 | PO Closed | GL1901027 | 2019-01-15 | - | 2019-01-25
181750505-4 | 181750505 - Approved | 4 | Q-60003-00 | Plakband Kertas | 20 | Roll | IDR | 5000 | 100000 | 2019-02-04 | FIP Engineering | Irwan Sopian | FIP Engineering | FIP-DOM-000-11304-OS00001-INA-000000 | PO Closed | GL1901041 | 2019-01-18 | - | 2019-02-07
191750035-1 | 191750035 - Approved | 1 | O-54032-00 | Photoelectric Distance Sensor OGD592 IFM | 1 | Pieces | IDR | 5650000 | 5650000 | 2019-02-15 | FIP Engineering | Irwan Sopian | FIP Engineering | FIP-DOM-000-11304-OS00001-INA-000000 | PO Closed | GL1901045 | 2019-01-21 | - | 2019-05-27
191750035-2 | 191750035 - Approved | 2 | O-54033-00 | Mounting Adapter Connector 5M IFM | 1 | Pieces | IDR | 1950000 | 1950000 | 2019-02-15 | FIP Engineering | Irwan Sopian | FIP Engineering | FIP-DOM-000-11304-OS00001-INA-000000 | PO Closed | GL1901045 | 2019-01-21 | - | 2019-05-27
191750035-3 | 191750035 - Approved | 3 | S-60002-00 | Jasa Pemasangan dan Setting | 1 | Lot | IDR | 2000000 | 2000000 | 2019-02-15 | FIP General | Irwan Sopian | FIP Engineering | FIP-DOM-ENG-51508-0000000-INA-000000 | PO Closed | GL1901045 | 2019-01-21 | - | 2019-05-27
191750036-1 | 191750036 - Approved | 1 | P-13370-00 | Pulser SCR Heater Contoller Regin | 2 | Unit | IDR | 2887500 | 5775000 | 2019-02-28 | FIP Engineering | Irwan Sopian | FIP Engineering | FIP-DOM-000-11304-OS00001-INA-000000 | PO Closed | GL1902017 | 2019-01-23 | - | 2019-03-15
191750020-3 | 191750020 - Approved | 3 | P-17079-00 | Roda Caster Dia : 2" Swivel Flange With Brake; ; ; | 2 | Set | IDR | 150000 | 300000 | 2019-02-28 | FIP Engineering | Irwan Sopian | FIP Engineering | FIP-DOM-000-11304-OS00001-INA-000000 | PO Closed | GL1902016 | 2019-01-29 | - | 2019-02-22
191750020-4 | 191750020 - Approved | 4 | Q-10509-00 | Cable Ducting | 10 | Pieces | IDR | 150000 | 1500000 | 2019-02-28 | FIP General | Irwan Sopian | FIP Engineering | FIP-DOM-ENG-51502-0000000-INA-000000 | PO Closed | GL1902016 | 2019-01-29 | - | 2019-02-22
191750019-3 | 191750019 - Approved | 3 | Q-10271-00 | Kuas 3 inch | 5 | Pieces | IDR | 9500 | 47500 | 2019-02-22 | FIP General | Irwan Sopian | FIP Engineering | FIP-DOM-ENG-51502-0000000-INA-000000 | PO Closed | GL1902016 | 2019-01-29 | - | 2019-02-22
191750019-4 | 191750019 - Approved | 4 | Q-10153-00 | Roller cat 110mm | 10 | Pieces | IDR | 10000 | 100000 | 2019-02-22 | FIP Engineering | Irwan Sopian | FIP Engineering | FIP-DOM-000-11304-OS00001-INA-000000 | PO Closed | GL1902015 | 2019-01-29 | - | 2019-02-22
191750019-5 | 191750019 - Approved | 5 | P-50506-00 | Saklar Tunggal / 250 V / Clipsal | 3 | Pieces | IDR | 23000 | 69000 | 2019-02-22 | FIP Engineering | Irwan Sopian | FIP Engineering | FIP-DOM-000-11304-OS00001-INA-000000 | PO Closed | GL1902015 | 2019-01-29 | - | 2019-02-22
191750019-6 | 191750019 - Approved | 6 | P-50505-00 | Saklar Seri / 250 V / Clipsal | 3 | Pieces | IDR | 30000 | 90000 | 2019-02-22 | FIP Engineering | Irwan Sopian | FIP Engineering | FIP-DOM-000-11304-OS00001-INA-000000 | PO Closed | GL1902015 | 2019-01-29 | - | 2019-02-22
191750019-7 | 191750019 - Approved | 7 | Q-60006-00 | Dempul kayu sanpolac @ 1kg | 4 | Kilogram | IDR | 45000 | 180000 | 2019-02-22 | FIP Engineering | Irwan Sopian | FIP Engineering | FIP-DOM-000-11304-OS00001-INA-000000 | PO Closed | GL1902015 | 2019-01-29 | - | 2019-02-22
191750019-8 | 191750019 - Approved | 8 | Q-60104-00 | Cat Hardtop XP PU Jotun | 1 | Can | IDR | 835000 | 835000 | 2019-02-22 | FIP Engineering | Irwan Sopian | FIP Engineering | FIP-DOM-000-11304-OS00001-INA-000000 | PO Closed | GL1902015 | 2019-01-29 | - | 2019-02-22
191750038-1 | 191750038 - Approved | 1 | O-54036-00 | UHI catridge heater dia.12x100mm, 220V-300W; ; ; | 2 | Pieces | IDR | 220000 | 440000 | 2019-02-28 | FIP Engineering | Irwan Sopian | FIP Engineering | FIP-DOM-000-11304-OS00001-INA-000000 | PO Closed | GL1902011 | 2019-01-30 | - | 2019-03-04
191750020-5 | 191750020 - Approved | 5 | P-51866-00 | Adaptor 220 VAC - 12 VAC 3 A | 1 | Pieces | IDR | 175000 | 175000 | 2019-02-28 | FIP Engineering | Irwan Sopian | FIP Engineering | FIP-DOM-000-11304-OS00001-INA-000000 | PO Closed | GL1902016 | 2019-01-30 | - | 2019-02-22
191750046-1 | 191750046 - Approved | 1 | Q-60026-00 | Kuas Eterna 2" | 5 | Pieces | IDR | 5000 | 25000 | 2019-03-22 | FIP General | Irwan Sopian | FIP Engineering | FIP-DOM-ENG-51404-0000000-INA-000000 | PO Closed | GL1902039 | 2019-02-06 | - | 2019-02-25
191750046-2 | 191750046 - Approved | 2 | Q-10128-00 | Thinner Super End/Impala | 1 | Pieces | IDR | 30000 | 30000 | 2019-03-22 | FIP Engineering | Irwan Sopian | FIP Engineering | FIP-DOM-000-11304-OS00001-INA-000000 | PO Closed | GL1902039 | 2019-02-06 | - | 2019-02-25
191750051-1 | 191750051 - Approved | 1 | P-15351-00 | FESTO - Plastic tubing PUN-10x1,5-BL (Blue) p/n 159668; ; ; | 100 | Pieces | IDR | 34823 | 3482300 | 2019-03-08 | FIP Engineering | Irwan Sopian | FIP Engineering | FIP-DOM-000-11304-OS00001-INA-000000 | PO Closed | GL1902034 | 2019-02-07 | - | 2019-02-28
191750050-1 | 191750050 - Approved | 1 | P-51742-00 | G24 - E27 Converter Fitting Lampu PLC Bohlam Extension | 2 | Pieces | IDR | 25000 | 50000 | 2019-03-08 | FIP Engineering | Irwan Sopian | FIP Engineering | FIP-DOM-000-11304-OS00001-INA-000000 | PO Closed | GL1903017 | 2019-02-07 | - | 2019-04-02
191750050-2 | 191750050 - Approved | 2 | Q-10549-00 | TOTO - Piston Flush Valve Closet Type T150NL / TV150NSJ | 2 | Pieces | IDR | 395000 | 790000 | 2019-03-08 | FIP Engineering | Irwan Sopian | FIP Engineering | FIP-DOM-000-11304-OS00001-INA-000000 | PO Closed | GL1902040 | 2019-02-07 | - | 2019-03-01
191750050-3 | 191750050 - Approved | 3 | P-10859-00 | Fitting PVC - Elbow PVC 1/2" Rucika AW | 35 | Pieces | IDR | 4000 | 140000 | 2019-03-08 | FIP Engineering | Irwan Sopian | FIP Engineering | FIP-DOM-000-11304-OS00001-INA-000000 | PO Closed | GL1902038 | 2019-02-08 | - | 2019-03-08
191750050-4 | 191750050 - Approved | 4 | P-12883-00 | Tee PVC AW dia 1/2inch X 1/2inch | 5 | Pieces | IDR | 4000 | 20000 | 2019-03-08 | FIP Engineering | Irwan Sopian | FIP Engineering | FIP-DOM-000-11304-OS00001-INA-000000 | PO Closed | GL1902038 | 2019-02-08 | - | 2019-03-08
191750046-3 | 191750046 - Approved | 3 | P-12883-00 | Tee PVC AW dia 1/2inch X 1/2inch | 1 | Pieces | IDR | 3000 | 3000 | 2019-03-22 | FIP Engineering | Irwan Sopian | FIP Engineering | FIP-DOM-000-11304-OS00001-INA-000000 | PO Closed | GL1902039 | 2019-02-08 | - | 2019-02-25
191750046-4 | 191750046 - Approved | 4 | P-14959-00 | PVC - Dop 1/2 inch | 1 | Pieces | IDR | 3000 | 3000 | 2019-03-22 | FIP General | Irwan Sopian | FIP Engineering | FIP-DOM-ENG-51404-0000000-INA-000000 | PO Closed | GL1902039 | 2019-02-08 | - | 2019-02-25
191750046-5 | 191750046 - Approved | 5 | Q-60067-00 | Cat Pilox 124 - Silver | 3 | Can | IDR | 35000 | 105000 | 2019-03-22 | FIP Engineering | Irwan Sopian | FIP Engineering | FIP-DOM-000-11304-OS00001-INA-000000 | PO Closed | GL1902039 | 2019-02-08 | - | 2019-02-25
191750046-6 | 191750046 - Approved | 6 | P-12811-00 | Sock Drat luar PVC AW dia 1/2inch | 3 | Pieces | IDR | 3000 | 9000 | 2019-02-22 | FIP Engineering | Irwan Sopian | FIP Engineering | FIP-DOM-000-11304-OS00001-INA-000000 | PO Closed | GL1902039 | 2019-02-08 | - | 2019-02-25
191750046-7 | 191750046 - Approved | 7 | P-10885-00 | Fitting PVC - SDD PVC 1/2" | 3 | Pieces | IDR | 3000 | 9000 | 2019-02-22 | FIP Engineering | Irwan Sopian | FIP Engineering | FIP-DOM-000-11304-OS00001-INA-000000 | PO Closed | GL1902039 | 2019-02-08 | - | 2019-02-25
191750060-1 | 191750060 - Approved | 1 | T-20123-00 | Acquity PDA/TUV 2489/2998 Perf Main Kit (lampu HPLC) Waters P/N 201000281 1 pc | 2 | Pieces | IDR | 11682400 | 23364800 | 2019-03-15 | FIP General | Irwan Sopian | FIP Engineering | FIP-DOM-ENG-51505-0000000-INA-000000 | PO Closed | GL1902052 | 2019-02-11 | - | 2019-03-29
191750059-1 | 191750059 - Approved | 1 | Q-20010-00 | Keramik Granito Warna Ivory | 5 | Box | IDR | 315000 | 1575000 | 2019-03-15 | FIP General | Irwan Sopian | FIP Engineering | FIP-DOM-ENG-51502-0000000-INA-000000 | PO Closed | GL1902040 | 2019-02-11 | - | 2019-03-01
191750057-1 | 191750057 - Approved | 1 | P-13641-00 | Filter SO 5 micron 30 inch O-ring 222 Bayonet | 5 | Pieces | IDR | 1890000 | 9450000 | 2019-03-22 | FIP Engineering | Irwan Sopian | FIP Engineering | FIP-DOM-000-11304-OS00001-INA-000000 | PO Closed | GL1902042 | 2019-02-11 | - | 2019-04-05
191750056-1 | 191750056 - Approved | 1 | O-16659-00 | Oring Silicone Merah OD: 352 mm T: 3.3 mm | 2 | Pieces | IDR | 275000 | 550000 | 2019-03-15 | FIP Engineering | Irwan Sopian | FIP Engineering | FIP-DOM-000-11304-OS00001-INA-000000 | PO Closed | GL1902041 | 2019-02-11 | - | 2019-03-06
191750056-2 | 191750056 - Approved | 2 | O-16646-00 | Oring NBR OD: 162 mm T: 6.7 mm | 2 | Pieces | IDR | 250000 | 500000 | 2019-03-15 | FIP Engineering | Irwan Sopian | FIP Engineering | FIP-DOM-000-11304-OS00001-INA-000000 | PO Closed | GL1902041 | 2019-02-11 | - | 2019-03-06
191750056-3 | 191750056 - Approved | 3 | O-16647-00 | Washing RAR4 - Oring Silicone Merah 23x18x2.5 mm | 20 | Pieces | IDR | 35000 | 700000 | 2019-03-15 | FIP Engineering | Irwan Sopian | FIP Engineering | FIP-DOM-000-11304-OS00001-INA-000000 | PO Closed | GL1902041 | 2019-02-11 | - | 2019-03-06
191750056-4 | 191750056 - Approved | 4 | O-16658-00 | FESTO - Cylinder Compact ADNGF-16-15-P-A p/n: 554214 | 1 | Pieces | IDR | 1085000 | 1085000 | 2019-03-15 | FIP Engineering | Irwan Sopian | FIP Engineering | FIP-DOM-000-11304-OS00001-INA-000000 | PO Closed | GL1902035 | 2019-02-11 | - | 2019-03-18
191750056-5 | 191750056 - Approved | 5 | O-52200-00 | FESTO - Proximity Sensor SME-8M-DS-24V-K-0,3-M8D p/n: 543861; ; ; | 1 | Pieces | IDR | 350000 | 350000 | 2019-03-15 | FIP Engineering | Irwan Sopian | FIP Engineering | FIP-DOM-000-11304-OS00001-INA-000000 | PO Closed | GL1902035 | 2019-02-11 | - | 2019-03-01
191750061-2 | 191750061 - Approved | 2 | Q-10153-00 | Roller cat 110mm | 5 | Pieces | IDR | 3000 | 15000 | 2019-03-29 | FIP Engineering | Irwan Sopian | FIP Engineering | FIP-DOM-000-11304-OS00001-INA-000000 | PO Closed | GL1902044 | 2019-02-12 | - | 2019-03-08
191750061-3 | 191750061 - Approved | 3 | P-12029-00 | Chemical - NIKKO steel Type: NS-stain clean = 1kg (stainless steel pickling gel) | 1 | Pieces | IDR | 165000 | 165000 | 2019-03-29 | FIP Engineering | Irwan Sopian | FIP Engineering | FIP-DOM-000-11304-OS00001-INA-000000 | PO Closed | GL1902044 | 2019-02-12 | - | 2019-03-08
191750061-4 | 191750061 - Approved | 4 | Q-10236-00 | Door Closer Dekson 302 NHO | 3 | Pieces | IDR | 310000 | 930000 | 2019-03-29 | FIP General | Irwan Sopian | FIP Engineering | FIP-DOM-ENG-51502-0000000-INA-000000 | PO Closed | GL1902044 | 2019-02-12 | - | 2019-03-08
191750061-5 | 191750061 - Approved | 5 | P-51298-00 | Terminal plastik dia 4 mm | 10 | Pieces | IDR | 7500 | 75000 | 2019-03-29 | FIP Engineering | Irwan Sopian | FIP Engineering | FIP-DOM-000-11304-OS00001-INA-000000 | PO Closed | GL1902044 | 2019-02-12 | - | 2019-03-08
191750061-6 | 191750061 - Approved | 6 | P-51299-00 | Terminal plastik dia 6 mm | 10 | Pieces | IDR | 8500 | 85000 | 2019-03-29 | FIP Engineering | Irwan Sopian | FIP Engineering | FIP-DOM-000-11304-OS00001-INA-000000 | PO Closed | GL1902044 | 2019-02-12 | - | 2019-03-08
191750061-7 | 191750061 - Approved | 7 | Q-10234-00 | Silicone Sealant N10 Grey | 6 | Pieces | IDR | 45000 | 270000 | 2019-03-29 | FIP Engineering | Irwan Sopian | FIP Engineering | FIP-DOM-000-11304-OS00001-INA-000000 | PO Closed | GL1902044 | 2019-02-12 | - | 2019-03-08
191750046-8 | 191750046 - Approved | 8 | Q-60036-00 | Cat F-Talit KF-611 / Hellay Grey / 115-611 @ 1 KG | 2 | Can | IDR | 58500 | 117000 | 2019-02-22 | FIP Engineering | Irwan Sopian | FIP Engineering | FIP-DOM-000-11304-OS00001-INA-000000 | PO Closed | GL1902039 | 2019-02-12 | - | 2019-02-25
191750065-1 | 191750065 - Approved | 1 | S-60002-00 | Service Mesin Gerinda Tangan Bosch | 1 | Lot | IDR | 225000 | 225000 | 2019-03-01 | FIP General | Irwan Sopian | FIP Engineering | FIP-DOM-ENG-51508-0000000-INA-000000 | PO Closed | GL1902045 | 2019-02-14 | - | 2019-03-08
191750065-2 | 191750065 - Approved | 2 | S-60002-00 | Service Mesin Bor Tangan Bosch | 1 | Lot | IDR | 225000 | 225000 | 2019-03-01 | FIP General | Irwan Sopian | FIP Engineering | FIP-DOM-ENG-51508-0000000-INA-000000 | PO Closed | GL1902045 | 2019-02-14 | - | 2019-03-08
191750071-1 | 191750071 - Approved | 1 | S-60002-00 | Service Restart & Backup Software Comunication Steriline | 1 | Lot | IDR | 3362000 | 3362000 | 2019-03-15 | FIP General | Irwan Sopian | FIP Engineering | FIP-DOM-ENG-51508-0000000-INA-000000 | PO Closed | GL1902047 | 2019-02-20 | - | 2019-03-11
191750073-1 | 191750073 - Approved | 1 | S-41612-00 | Perbaikan Lampu Logo Fonko SignAge | 1 | Pieces | IDR | 3850000 | 3850000 | 2019-03-22 | FIP General | Irwan Sopian | FIP Engineering | FIP-DOM-ENG-51404-0000000-INA-000000 | PO Closed | GL1903033 | 2019-02-25 | - | 2019-03-29
191750072-1 | 191750072 - Approved | 1 | O-16706-00 | Capping VCM200 - Coupling for Encoder NBK MST 32 | 2 | Pieces | IDR | 1350000 | 2700000 | 2019-03-25 | FIP Engineering | Irwan Sopian | FIP Engineering | FIP-DOM-000-11304-OS00001-INA-000000 | PO Closed | GL1903330 | 2019-02-25 | - | 2019-03-22
191750076-1 | 191750076 - Approved | 1 | S-60002-00 | Repair Motor Pompa Kyowa 220 V, 2.5 Amp, 1 Phase, 250 Watt | 1 | Lot | IDR | 500000 | 500000 | 2019-03-22 | FIP General | Irwan Sopian | FIP Engineering | FIP-DOM-ENG-51508-0000000-INA-000000 | PO Closed | GL1903018 | 2019-02-27 | - | 2019-03-20
191750078-1 | 191750078 - Approved | 1 | S-60002-00 | Perbaikan Roll O Pack | 1 | Lot | IDR | 2000000 | 2000000 | 2019-03-15 | FIP General | Irwan Sopian | FIP Engineering | FIP-DOM-ENG-51508-0000000-INA-000000 | PO Closed | GL1903015 | 2019-02-28 | - | 2019-03-22
191750088-1 | 191750088 - Approved | 1 | Q-10475-00 | Cat Tembok | 5 | Can | IDR | 263000 | 1315000 | 2019-03-29 | FIP General | Irwan Sopian | FIP Engineering | FIP-DOM-ENG-51502-0000000-INA-000000 | PO Closed | GL1903017 | 2019-03-04 | - | 2019-03-22
191750088-2 | 191750088 - Approved | 2 | Q-10481-00 | Handle SS pc | 1 | Pieces | IDR | 335000 | 335000 | 2019-03-29 | FIP Engineering | Irwan Sopian | FIP Engineering | FIP-DOM-000-11304-OS00001-INA-000000 | PO Closed | GL1903017 | 2019-03-04 | - | 2019-04-02
191750087-1 | 191750087 - Approved | 1 | S-60002-00 | Service Charge Particle Counter Airnet II 510 | 1 | Lot | IDR | 1500000 | 1500000 | 2019-03-29 | FIP General | Irwan Sopian | FIP Engineering | FIP-DOM-ENG-51508-0000000-INA-000000 | PO Closed | GL1903032 | 2019-03-04 | - | 2019-04-10
191750086-1 | 191750086 - Approved | 1 | P-11817-00 | Acrylic tebal 3 mm ukr : 1220 x 2440 mm | 1 | Pieces | IDR | 843000 | 843000 | 2019-03-29 | FIP Engineering | Irwan Sopian | FIP Engineering | FIP-DOM-000-11304-OS00001-INA-000000 | PO Closed | GL1903017 | 2019-03-04 | - | 2019-03-22
191750086-2 | 191750086 - Approved | 2 | S-60002-00 | Jasa Potong Acrylic menjadi 62 pcs ukuran 5x80 cm | 1 | Lot | IDR | 400000 | 400000 | 2019-03-29 | FIP General | Irwan Sopian | FIP Engineering | FIP-DOM-ENG-51508-0000000-INA-000000 | PO Closed | GL1903017 | 2019-03-04 | - | 2019-03-22
191750095-1 | 191750095 - Approved | 1 | P-51559-00 | Lampu T5 14watt Putih Phillips | 40 | Pack | IDR | 29700 | 1188000 | 2019-04-05 | FIP Engineering | Irwan Sopian | FIP Engineering | FIP-DOM-000-11304-OS00001-INA-000000 | PO Closed | GL1903330 | 2019-03-06 | - | 2019-04-09
191750095-2 | 191750095 - Approved | 2 | O-54014-00 | STEKER 1 PHASE, BROCO | 5 | Pieces | IDR | 9000 | 45000 | 2019-04-05 | FIP Engineering | Irwan Sopian | FIP Engineering | FIP-DOM-000-11304-OS00001-INA-000000 | PO Closed | GL1903330 | 2019-03-06 | - | 2019-03-22
191750095-3 | 191750095 - Approved | 3 | Q-10492-00 | Amplas lembar | 10 | Pieces | IDR | 5000 | 50000 | 2019-04-05 | FIP General | Irwan Sopian | FIP Engineering | FIP-DOM-ENG-51404-0000000-INA-000000 | PO Closed | GL1903330 | 2019-03-06 | - | 2019-03-22
191750095-4 | 191750095 - Approved | 4 | Q-10492-00 | Amplas lembar | 10 | Pieces | IDR | 5000 | 50000 | 2019-04-05 | FIP General | Irwan Sopian | FIP Engineering | FIP-DOM-ENG-51404-0000000-INA-000000 | PO Closed | GL1903330 | 2019-03-06 | - | 2019-03-22
191750095-5 | 191750095 - Approved | 5 | Q-10492-00 | Amplas lembar | 10 | Pieces | IDR | 5000 | 50000 | 2019-04-05 | FIP General | Irwan Sopian | FIP Engineering | FIP-DOM-ENG-51404-0000000-INA-000000 | PO Closed | GL1903330 | 2019-03-06 | - | 2019-03-22
191750095-6 | 191750095 - Approved | 6 | Q-10492-00 | Amplas lembar | 10 | Pieces | IDR | 5000 | 50000 | 2019-04-05 | FIP General | Irwan Sopian | FIP Engineering | FIP-DOM-ENG-51404-0000000-INA-000000 | PO Closed | GL1903330 | 2019-03-06 | - | 2019-03-22
191750095-7 | 191750095 - Approved | 7 | P-13418-00 | Non-Woven abrasive Size : 6 "x 2" 7; ; ; | 5 | Pieces | IDR | 70000 | 350000 | 2019-04-05 | FIP General | Irwan Sopian | FIP Engineering | FIP-DOM-ENG-51404-0000000-INA-000000 | PO Closed | GL1903330 | 2019-03-06 | - | 2019-03-22
191750095-8 | 191750095 - Approved | 8 | Q-50000-00 | Engsel Pintu SS | 3 | Pieces | IDR | 95000 | 285000 | 2019-03-29 | FIP General | Irwan Sopian | FIP Engineering | FIP-DOM-ENG-51404-0000000-INA-000000 | PO Closed | GL1903017 | 2019-03-06 | - | 2019-03-22
191750091-1 | 191750091 - Approved | 1 | R-20002-00 | Pemasangan Speaker Untuk Paging emergency area AHU, Dry Lab dan Micro Lab | 1 | Lot | IDR | 8000000 | 8000000 | 2019-06-07 | FIP General | Ronald Effendi | FIP Engineering | FIP-DOM-ENG-13405-EQNB191-INA-000000 | PO Closed | GL1908050 | 2019-03-06 | - | -
191750088-3 | 191750088 - Approved | 3 | P-13648-00 | Quick Coupler SM PM 20 Drat 1/4 inch | 2 | Pieces | IDR | 60000 | 120000 | 2019-03-29 | FIP Engineering | Irwan Sopian | FIP Engineering | FIP-DOM-000-11304-OS00001-INA-000000 | PO Closed | GL1903017 | 2019-03-06 | - | 2019-03-22
191750097-1 | 191750097 - Approved | 1 | S-60002-00 | Service Charge untuk Konfigurasi dan Pemasangan 2 unit 8-port "Smart Man | 1 | Lot | IDR | 4324000 | 4324000 | 2019-03-29 | FIP General | Irwan Sopian | FIP Engineering | FIP-DOM-ENG-51508-0000000-INA-000000 | PO Closed | GL1903020 | 2019-03-08 | - | 2019-03-29
191750100-1 | 191750100 - Approved | 1 | O-16725-00 | 3 Way Ball Valve SS304 3/4 inch c/w Pneumatic Actuator Selenoid 24 VDC | 1 | Unit | IDR | 2300000 | 2300000 | 2019-04-19 | FIP Engineering | Irwan Sopian | FIP Engineering | FIP-DOM-000-11304-OS00001-INA-000000 | PO Closed | GL1903029 | 2019-03-11 | - | 2019-03-25
191750099-1 | 191750099 - Approved | 1 | P-12143-00 | Double nepple Kuningan 1/2inch | 4 | Pieces | IDR | 20000 | 80000 | 2019-04-19 | FIP Engineering | Irwan Sopian | FIP Engineering | FIP-DOM-000-11304-OS00001-INA-000000 | PO Closed | GL1903334 | 2019-03-11 | - | 2019-04-09
191750099-2 | 191750099 - Approved | 2 | Q-10486-00 | Neple selang Kuningan 1/2 inch x 1/2 inch | 4 | Pieces | IDR | 15000 | 60000 | 2019-04-19 | FIP General | Irwan Sopian | FIP Engineering | FIP-DOM-ENG-51502-0000000-INA-000000 | PO Closed | GL1903334 | 2019-03-11 | - | 2019-04-29
191750099-3 | 191750099 - Approved | 3 | P-13647-00 | Elbow Drat Luar dan Drat Dalam uk. 1/2 inch | 4 | Pieces | IDR | 45000 | 180000 | 2019-04-19 | FIP Engineering | Irwan Sopian | FIP Engineering | FIP-DOM-000-11304-OS00001-INA-000000 | PO Closed | GL1903334 | 2019-03-11 | - | 2019-04-09
191750099-4 | 191750099 - Approved | 4 | P-14407-00 | Gate Valve 1/2 inch | 4 | Pieces | IDR | 165000 | 660000 | 2019-04-19 | FIP Engineering | Irwan Sopian | FIP Engineering | FIP-DOM-000-11304-OS00001-INA-000000 | PO Closed | GL1903334 | 2019-03-11 | - | 2019-04-09
191750099-5 | 191750099 - Approved | 5 | P-13646-00 | Selang Air 1/2 inch | 10 | Pieces | IDR | 12000 | 120000 | 2019-04-19 | FIP Engineering | Irwan Sopian | FIP Engineering | FIP-DOM-000-11304-OS00001-INA-000000 | PO Closed | GL1903334 | 2019-03-11 | - | 2019-04-09
191750099-6 | 191750099 - Approved | 6 | P-12083-00 | Clamp selang SS dia 1/2inch ex TRIDON | 10 | Pieces | IDR | 3000 | 30000 | 2019-04-19 | FIP Engineering | Irwan Sopian | FIP Engineering | FIP-DOM-000-11304-OS00001-INA-000000 | PO Closed | GL1903044 | 2019-03-11 | - | 2019-04-05
191750104-1 | 191750104 - Approved | 1 | S-60002-00 | REPAIR UPS RIELLO SEP 3000 (3 KVA) | 1 | Lot | IDR | 3300000 | 3300000 | 2019-04-15 | FIP General | Irwan Sopian | FIP Engineering | FIP-DOM-ENG-51508-0000000-INA-000000 | PO Closed | GL1903028 | 2019-03-13 | - | 2019-04-09
191750103-1 | 191750103 - Approved | 1 | P-17073-00 | Ferrule 3/4" SS 316L; ; ; | 10 | Pieces | IDR | 180000 | 1800000 | 2019-04-05 | FIP Engineering | Irwan Sopian | FIP Engineering | FIP-DOM-000-11304-OS00001-INA-000000 | PO Closed | GL1904002 | 2019-03-13 | - | 2019-04-05
191750103-2 | 191750103 - Approved | 2 | P-12140-00 | Double neeple SS 304 dia 1/2inch | 8 | Pieces | IDR | 13500 | 108000 | 2019-04-05 | FIP Engineering | Irwan Sopian | FIP Engineering | FIP-DOM-000-11304-OS00001-INA-000000 | PO Closed | GL1903334 | 2019-03-13 | - | 2019-04-09
191750103-3 | 191750103 - Approved | 3 | P-16992-00 | Elbow SS304 SCH 10x1/2 inch | 8 | Pieces | IDR | 26100 | 208800 | 2019-04-05 | FIP General | Irwan Sopian | FIP Engineering | FIP-DOM-ENG-51502-0000000-INA-000000 | PO Closed | GL1903334 | 2019-03-13 | - | 2019-05-09
191750103-4 | 191750103 - Approved | 4 | P-13251-00 | Tee SS 304 welded dia 1/2inch | 4 | Pieces | IDR | 59400 | 237600 | 2019-04-05 | FIP Engineering | Irwan Sopian | FIP Engineering | FIP-DOM-000-11304-OS00001-INA-000000 | PO Closed | GL1903334 | 2019-03-13 | - | 2019-04-09
191750103-5 | 191750103 - Approved | 5 | P-17051-00 | Threading Pipe SS304 1/2"; ; ; | 4 | Pieces | IDR | 17000 | 68000 | 2019-04-05 | FIP General | Irwan Sopian | FIP Engineering | FIP-DOM-ENG-51404-0000000-INA-000000 | PO Closed | GL1903334 | 2019-03-13 | - | 2019-04-29
191750107-1 | 191750107 - Approved | 1 | O-52213-00 | Speed Controller GUA-C-90-A 220-240VAC CGM GUA SERIES | 1 | Pieces | IDR | 2000000 | 2000000 | 2019-04-12 | FIP Engineering | Irwan Sopian | FIP Engineering | FIP-DOM-000-11304-OS00001-INA-000000 | PO Closed | GL1904002 | 2019-03-14 | - | 2019-04-09
191750106-1 | 191750106 - Approved | 1 | Q-60036-00 | Cat F-Talit KF-611 / Hellay Grey / 115-611 @ 1 KG | 8 | Can | IDR | 60000 | 480000 | 2019-04-12 | FIP Engineering | Irwan Sopian | FIP Engineering | FIP-DOM-000-11304-OS00001-INA-000000 | PO Closed | GL1903334 | 2019-03-14 | - | 2019-04-09
191750106-2 | 191750106 - Approved | 2 | Q-10588-00 | Sika Boom @750 ml | 2 | Pieces | IDR | 150000 | 300000 | 2019-04-12 | FIP Engineering | Irwan Sopian | FIP Engineering | FIP-DOM-000-11304-OS00001-INA-000000 | PO Closed | GL1903334 | 2019-03-14 | - | 2019-04-09
191750106-3 | 191750106 - Approved | 3 | P-13581-00 | Mata Bor HSS-R | 1 | Pieces | IDR | 420000 | 420000 | 2019-04-12 | FIP General | Irwan Sopian | FIP Engineering | FIP-DOM-ENG-51404-0000000-INA-000000 | PO Closed | GL1903334 | 2019-03-14 | - | 2019-04-29
191750106-4 | 191750106 - Approved | 4 | P-13649-00 | Tee SS 304 welded dia 3/4 inch | 2 | Pieces | IDR | 98000 | 196000 | 2019-04-12 | FIP Engineering | Irwan Sopian | FIP Engineering | FIP-DOM-000-11304-OS00001-INA-000000 | PO Closed | GL1903334 | 2019-03-14 | - | 2019-04-09
191750106-5 | 191750106 - Approved | 5 | P-51560-00 | Lampu T5 28watt Putih Phillips | 20 | Pieces | IDR | 36000 | 720000 | 2019-04-12 | FIP Engineering | Irwan Sopian | FIP Engineering | FIP-DOM-000-11304-OS00001-INA-000000 | PO Closed | GL1903334 | 2019-03-14 | - | 2019-04-09
191750106-6 | 191750106 - Approved | 6 | O-15931-00 | Double Tape 3M 1" Merah; ; ; | 5 | Pieces | IDR | 112500 | 562500 | 2019-04-12 | FIP Engineering | Irwan Sopian | FIP Engineering | FIP-DOM-000-11304-OS00001-INA-000000 | PO Closed | GL1903334 | 2019-03-14 | - | 2019-04-09
191750106-7 | 191750106 - Approved | 7 | P-11350-00 | Roda Caster Supo Dia : 4" ( 100 x 38 mm ) Swivel Flange / Without Breake | 1 | Pieces | IDR | 375000 | 375000 | 2019-04-12 | FIP Engineering | Irwan Sopian | FIP Engineering | FIP-DOM-000-11304-OS00001-INA-000000 | PO Closed | GL1903334 | 2019-03-14 | - | 2019-04-09
191750106-8 | 191750106 - Approved | 8 | O-51698-00 | OMRON - Relay MY4Z 24VDC | 5 | Pieces | IDR | 75000 | 375000 | 2019-04-12 | FIP Engineering | Irwan Sopian | FIP Engineering | FIP-DOM-000-11304-OS00001-INA-000000 | PO Closed | GL1903334 | 2019-03-14 | - | 2019-04-09
191750110-1 | 191750110 - Approved | 1 | P-12263-00 | FESTO - Push In Connector QS-8 p/n 153033 | 5 | Pieces | IDR | 48647 | 243235 | 2019-04-18 | FIP Engineering | Irwan Sopian | FIP Engineering | FIP-DOM-000-11304-OS00001-INA-000000 | PO Closed | GL1904015 | 2019-03-16 | - | 2019-04-18
191750110-2 | 191750110 - Approved | 2 | P-12258-00 | FESTO - Push In Connector QS-10-10 | 5 | Pieces | IDR | 64221 | 321105 | 2019-04-18 | FIP Engineering | Irwan Sopian | FIP Engineering | FIP-DOM-000-11304-OS00001-INA-000000 | PO Closed | GL1904015 | 2019-03-16 | - | 2019-04-18
191750110-3 | 191750110 - Approved | 3 | P-14245-00 | Manual valve HE-2-QS-8 FESTO | 3 | Pieces | IDR | 249020 | 747060 | 2019-04-18 | FIP Engineering | Irwan Sopian | FIP Engineering | FIP-DOM-000-11304-OS00001-INA-000000 | PO Closed | GL1904015 | 2019-03-16 | - | 2019-04-18
191750110-4 | 191750110 - Approved | 4 | P-13650-00 | Manual Valve HE-2-QS-6 FESTO | 3 | Pieces | IDR | 229566 | 688698 | 2019-04-18 | FIP Engineering | Irwan Sopian | FIP Engineering | FIP-DOM-000-11304-OS00001-INA-000000 | PO Closed | GL1904015 | 2019-03-16 | - | 2019-04-18
191750110-5 | 191750110 - Approved | 5 | P-51880-00 | Battery 2500mAH 1.2V | 5 | Set | IDR | 650000 | 3250000 | 2019-04-18 | FIP Engineering | Irwan Sopian | FIP Engineering | FIP-DOM-000-11304-OS00001-INA-000000 | PO Closed | GL1904013 | 2019-03-16 | - | 2019-04-12
191750109-1 | 191750109 - Approved | 1 | O-52211-00 | Autoclave Fedegari FVA2/A1 NB2963AT - Valve Actuator 1/2 inch p/n: GM200563 | 1 | Pieces | EUR | 372.08 | 372.08 | 2019-04-30 | FIP Engineering | Irwan Sopian | FIP Engineering | FIP-DOM-000-11304-OS00001-INA-000000 | PO Closed | GL1904014 | 2019-03-16 | - | 2019-06-14
191750109-5 | 191750109 - Approved | 5 | O-52209-00 | Autoclave Fedegari FVA2/A1 NB2963AT - Safety Thermostat 169 deg C - 10K p/n: CD220008 | 1 | Pieces | EUR | 78.95 | 78.95 | 2019-04-30 | FIP Engineering | Irwan Sopian | FIP Engineering | FIP-DOM-000-11304-OS00001-INA-000000 | PO Closed | GL1904014 | 2019-03-16 | - | 2019-06-14
191750109-7 | 191750109 - Approved | 7 | O-16732-00 | Autoclave Fedegari FVA2/A1 NB2963AT - KIT Ricambi Valv. DN10 ON-OFF p/n: KS000025 | 10 | Pieces | EUR | 7.31 | 73.1 | 2019-04-30 | FIP Engineering | Irwan Sopian | FIP Engineering | FIP-DOM-000-11304-OS00001-INA-000000 | PO Closed | GL1904014 | 2019-03-16 | - | 2019-06-14
191750109-8 | 191750109 - Approved | 8 | O-16731-00 | Autoclave Fedegari FVA2/A1 NB2963AT - KIT Ricambi Valv. DN10 ON-OFF p/n: KK000301 | 5 | Pieces | EUR | 34.36 | 171.8 | 2019-04-30 | FIP Engineering | Irwan Sopian | FIP Engineering | FIP-DOM-000-11304-OS00001-INA-000000 | PO Closed | GL1904014 | 2019-03-16 | - | 2019-06-14
191750121-1 | 191750121 - Approved | 1 | T-20218-00 | Plunger Seal wash 2690, Waters, Part No. WAT271018, PKG (2 ) | 2 | Pieces | IDR | 1686060 | 3372120 | 2019-04-30 | FIP General | Irwan Sopian | FIP Engineering | FIP-DOM-ENG-51505-0000000-INA-000000 | PO Closed | GL1904030 | 2019-03-19 | - | 2019-04-29
191750121-2 | 191750121 - Approved | 2 | T-20212-00 | SEAL PLUNGER 2690, Waters, Part No. WAT270938, PKG (2) | 2 | Pieces | IDR | 2349000 | 4698000 | 2019-04-30 | FIP General | Irwan Sopian | FIP Engineering | FIP-DOM-ENG-51505-0000000-INA-000000 | PO Closed | GL1904030 | 2019-03-19 | - | 2019-04-29
191750119-1 | 191750119 - Approved | 1 | P-53362-00 | Contactor Schneider LC1D09M7 Coil 220 VAC | 3 | Pieces | IDR | 249545 | 748635 | 2019-04-05 | FIP Engineering | Irwan Sopian | FIP Engineering | FIP-DOM-000-11304-OS00001-INA-000000 | PO Closed | GL1903334 | 2019-03-19 | - | 2019-04-09
191750118-1 | 191750118 - Approved | 1 | P-14458-00 | Filter IAF MBV Series (Medium Filter), efficiency : 90-95 %, Size: 12 x 24 x 12 inch; IAF; ; | 4 | Pieces | IDR | 1200000 | 4800000 | 2019-04-19 | FIP Engineering | Irwan Sopian | FIP Engineering | FIP-DOM-000-11304-OS00001-INA-000000 | PO Closed | GL1903036 | 2019-03-19 | - | 2019-04-15
191750121-3 | 191750121 - Approved | 3 | T-20118-00 | FILTER INSERT ASSY Waters P/N WAT088084 1 pc | 2 | Pieces | IDR | 435000 | 870000 | 2019-04-30 | FIP General | Irwan Sopian | FIP Engineering | FIP-DOM-ENG-51505-0000000-INA-000000 | PO Closed | GL1904030 | 2019-03-25 | - | 2019-04-29
191750132-1 | 191750132 - Approved | 1 | O-15019-00 | Bearing 6004 H SS | 5 | Pieces | IDR | 89000 | 445000 | 2019-04-30 | FIP Engineering | Irwan Sopian | FIP Engineering | FIP-DOM-000-11304-OS00001-INA-000000 | PO Closed | GL1904040 | 2019-03-28 | - | 2019-05-14
191750132-2 | 191750132 - Approved | 2 | P-10598-00 | Bearing 61805 2RS1 SKF | 5 | Pieces | IDR | 59000 | 295000 | 2019-04-30 | FIP Engineering | Irwan Sopian | FIP Engineering | FIP-DOM-000-11304-OS00001-INA-000000 | PO Closed | GL1904040 | 2019-03-28 | - | 2019-05-14
191750131-1 | 191750131 - Approved | 1 | P-51893-00 | Power Supply TXS1.12F4 24VDC Siemens | 1 | Pieces | IDR | 6500000 | 6500000 | 2019-04-30 | FIP Engineering | Irwan Sopian | FIP Engineering | FIP-DOM-000-11304-OS00001-INA-000000 | PO Closed | GL1904042 | 2019-03-28 | - | 2019-08-08
191750131-2 | 191750131 - Approved | 2 | P-51889-00 | Autonics - Power Supply SPA-050-24VDC | 1 | Pieces | IDR | 481000 | 481000 | 2019-04-30 | FIP Engineering | Irwan Sopian | FIP Engineering | FIP-DOM-000-11304-OS00001-INA-000000 | PO Closed | GL1904039 | 2019-03-28 | - | 2019-05-14
191750130-1 | 191750130 - Approved | 1 | P-14378-00 | Sanitary Butterfly Valve SS316 1" Ferrule; ; ; | 1 | Unit | IDR | 765000 | 765000 | 2019-04-30 | FIP General | Irwan Sopian | FIP Engineering | FIP-DOM-ENG-51504-0000000-INA-000000 | PO Closed | GL1904017 | 2019-03-28 | - | 2019-05-09
191750136-1 | 191750136 - Approved | 1 | P-13713-00 | Autoclave Fedegari FVA2/A1 NB2963AT - Oring Viton 71 x 60 x 5.5 mm | 5 | Pieces | IDR | 135000 | 675000 | 2019-04-30 | FIP Engineering | Irwan Sopian | FIP Engineering | FIP-DOM-000-11304-OS00001-INA-000000 | PO Closed | GL1904029 | 2019-04-01 | - | 2019-04-25
191750136-2 | 191750136 - Approved | 2 | P-13714-00 | Autoclave Fedegari FVA2/A1 NB2963AT - Oring Viton 29 x 22 x 3.5 mm | 10 | Pieces | IDR | 50000 | 500000 | 2019-04-30 | FIP Engineering | Irwan Sopian | FIP Engineering | FIP-DOM-000-11304-OS00001-INA-000000 | PO Closed | GL1904029 | 2019-04-01 | - | 2019-04-25
191750136-3 | 191750136 - Approved | 3 | P-13715-00 | Autoclave Fedegari FVA2/A1 NB2963AT - Oring Viton 19 x 14 x 2.5 mm | 10 | Pieces | IDR | 25000 | 250000 | 2019-04-30 | FIP Engineering | Irwan Sopian | FIP Engineering | FIP-DOM-000-11304-OS00001-INA-000000 | PO Closed | GL1904029 | 2019-04-01 | - | 2019-04-25
191750139-1 | 191750139 - Approved | 1 | P-14424-00 | Garam Kutreat RGN-9800F 25Kg/zak | 2 | Kilogram | IDR | 237500 | 475000 | 2019-06-03 | FIP Engineering | Irwan Sopian | FIP Engineering | FIP-DOM-000-11304-OS00001-INA-000000 | PO Closed | GL1906010 | 2019-04-02 | - | 2019-06-17
191750137-1 | 191750137 - Approved | 1 | P-17073-00 | Ferrule 3/4" SS 316L; ; ; | 1 | Pieces | IDR | 245000 | 245000 | 2019-04-30 | FIP Engineering | Irwan Sopian | FIP Engineering | FIP-DOM-000-11304-OS00001-INA-000000 | PO Closed | GL1905300 | 2019-04-02 | - | 2019-05-10
191750137-2 | 191750137 - Approved | 2 | P-10763-00 | Ferrule 1" SS 316L | 3 | Pieces | IDR | 210000 | 630000 | 2019-04-30 | FIP Engineering | Irwan Sopian | FIP Engineering | FIP-DOM-000-11304-OS00001-INA-000000 | PO Closed | GL1905300 | 2019-04-02 | - | 2019-05-10
191750137-3 | 191750137 - Approved | 3 | P-12889-00 | Tee SS 316L 1inch x 1inch | 1 | Pieces | IDR | 110000 | 110000 | 2019-04-30 | FIP Engineering | Irwan Sopian | FIP Engineering | FIP-DOM-000-11304-OS00001-INA-000000 | PO Closed | GL1905300 | 2019-04-02 | - | 2019-05-10
191750137-4 | 191750137 - Approved | 4 | P-13033-00 | Elbow long sanitary ss 316 dia. 1 Inch | 2 | Pieces | IDR | 85000 | 170000 | 2019-04-30 | FIP Engineering | Irwan Sopian | FIP Engineering | FIP-DOM-000-11304-OS00001-INA-000000 | PO Closed | GL1905300 | 2019-04-02 | - | 2019-05-10
191750137-5 | 191750137 - Approved | 5 | P-15017-00 | Selang Spiral Compressor dia.8 mm Include Coopler | 1 | Pieces | IDR | 100000 | 100000 | 2019-04-30 | FIP Engineering | Irwan Sopian | FIP Engineering | FIP-DOM-000-11304-OS00001-INA-000000 | PO Closed | GL1905300 | 2019-04-02 | - | 2019-05-10
191750141-1 | 191750141 - Approved | 1 | P-51895-00 | Pressure Switch 0-10 bar 1/4 inch Out: 4...20 mA In: 24(7...33) VDC | 1 | Pieces | IDR | 4275000 | 4275000 | 2019-04-30 | FIP Engineering | Irwan Sopian | FIP Engineering | FIP-DOM-000-11304-OS00001-INA-000000 | PO Closed | GL1904041 | 2019-04-04 | - | 2019-05-20
191750145-1 | 191750145 - Approved | 1 | T-21028-00 | Gas Clean hydrocarbon purifier Agilent Part No. CP17972 1/pk | 2 | Pieces | IDR | 4592250 | 9184500 | 2019-05-01 | FIP General | Irwan Sopian | FIP Engineering | FIP-DOM-ENG-51505-0000000-INA-000000 | PO Closed | GL1904033 | 2019-04-06 | - | 2019-05-17
191750145-2 | 191750145 - Approved | 2 | T-21029-00 | Gas Clean moisture purifier Agilent Part No. CP17971 1/pk | 1 | Pieces | IDR | 3983875 | 3983875 | 2019-05-01 | FIP General | Irwan Sopian | FIP Engineering | FIP-DOM-ENG-51505-0000000-INA-000000 | PO Closed | GL1904033 | 2019-04-06 | - | 2019-05-17
191750145-3 | 191750145 - Approved | 3 | T-21030-00 | Gas Clean oxygen purifier Agilent Part No. CP17970 1/pk | 1 | Pieces | IDR | 4023125 | 4023125 | 2019-05-01 | FIP General | Irwan Sopian | FIP Engineering | FIP-DOM-ENG-51505-0000000-INA-000000 | PO Closed | GL1904033 | 2019-04-06 | - | 2019-05-17
191750137-6 | 191750137 - Approved | 6 | P-13724-00 | Socket Threaded Female SS316 1/2 inch | 1 | Pieces | IDR | 40000 | 40000 | 2019-04-30 | FIP Engineering | Irwan Sopian | FIP Engineering | FIP-DOM-000-11304-OS00001-INA-000000 | PO Closed | GL1905300 | 2019-04-06 | - | 2019-05-10
191750137-7 | 191750137 - Approved | 7 | P-13725-00 | Quick Coupler 1/2 inch Male | 1 | Pieces | IDR | 40000 | 40000 | 2019-04-30 | FIP Engineering | Irwan Sopian | FIP Engineering | FIP-DOM-000-11304-OS00001-INA-000000 | PO Closed | GL1905300 | 2019-04-06 | - | 2019-05-10
191750137-8 | 191750137 - Approved | 8 | P-13726-00 | Quick Coupler 1/2 inch Female | 1 | Pieces | IDR | 40000 | 40000 | 2019-04-30 | FIP Engineering | Irwan Sopian | FIP Engineering | FIP-DOM-000-11304-OS00001-INA-000000 | PO Closed | GL1905300 | 2019-04-06 | - | 2019-05-10
191750157-1 | 191750157 - Approved | 1 | P-51708-00 | Regulator Angin AER2000 | 2 | Pieces | IDR | 120000 | 240000 | 2019-05-06 | FIP Engineering | Irwan Sopian | FIP Engineering | FIP-DOM-000-11304-OS00001-INA-000000 | PO Closed | GL1905300 | 2019-04-10 | - | 2019-05-10
191750157-2 | 191750157 - Approved | 2 | O-13505-00 | Pneumatic Fitting - QST 10 | 3 | Pieces | IDR | 103944 | 311832 | 2019-05-06 | FIP Engineering | Irwan Sopian | FIP Engineering | FIP-DOM-000-11304-OS00001-INA-000000 | PO Closed | GL1904044 | 2019-04-10 | - | 2019-05-14
191750157-3 | 191750157 - Approved | 3 | P-12275-00 | FESTO - QS-1/4-6 Push-In fitting p/n 153003 | 3 | Pieces | IDR | 29923 | 89769 | 2019-05-06 | FIP Engineering | Irwan Sopian | FIP Engineering | FIP-DOM-000-11304-OS00001-INA-000000 | PO Closed | GL1904044 | 2019-04-10 | - | 2019-05-14
191750157-4 | 191750157 - Approved | 4 | P-11167-00 | Pneumatic Fitting - QS 1/4-10 / PN : 153007 / Festo | 3 | Pieces | IDR | 38848 | 116544 | 2019-05-06 | FIP Engineering | Irwan Sopian | FIP Engineering | FIP-DOM-000-11304-OS00001-INA-000000 | PO Closed | GL1904044 | 2019-04-10 | - | 2019-05-14
191750156-1 | 191750156 - Approved | 1 | P-51574-00 | Motorized Valve 2 Way, DFCM-220X/4.6 3/4 inch 220V 50 HZ REGIN; ; ; | 2 | Unit | IDR | 810000 | 1620000 | 2019-05-03 | FIP Engineering | Irwan Sopian | FIP Engineering | FIP-DOM-000-11304-OS00001-INA-000000 | PO Closed | GL1905023 | 2019-04-10 | - | 2019-05-17
191750155-1 | 191750155 - Approved | 1 | O-16772-00 | Oring Silicone Merah 40.5 x 37.5 x 1.5 mm | 5 | Pieces | IDR | 60000 | 300000 | 2019-05-01 | FIP Engineering | Irwan Sopian | FIP Engineering | FIP-DOM-000-11304-OS00001-INA-000000 | PO Closed | GL1904043 | 2019-04-10 | - | 2019-05-14
191750155-2 | 191750155 - Approved | 2 | O-16771-00 | Oring Silicone Merah 19 x 15.5 x 1.75 mm | 5 | Pieces | IDR | 30000 | 150000 | 2019-05-01 | FIP Engineering | Irwan Sopian | FIP Engineering | FIP-DOM-000-11304-OS00001-INA-000000 | PO Closed | GL1904043 | 2019-04-10 | - | 2019-05-14
191750155-3 | 191750155 - Approved | 3 | O-16770-00 | Oring Silicone Merah 30.3 x 27.2 x 1.75 mm | 5 | Pieces | IDR | 45000 | 225000 | 2019-05-01 | FIP Engineering | Irwan Sopian | FIP Engineering | FIP-DOM-000-11304-OS00001-INA-000000 | PO Closed | GL1904043 | 2019-04-10 | - | 2019-05-14
191750154-1 | 191750154 - Approved | 1 | O-52224-00 | Tunnel ST1L - Fuse Keramik 22x58 40A 200kA | 4 | Pieces | IDR | 750000 | 3000000 | 2019-04-30 | FIP Engineering | Irwan Sopian | FIP Engineering | FIP-DOM-000-11304-OS00001-INA-000000 | PO Closed | GL1905300 | 2019-04-10 | - | 2019-05-10
191750159-1 | 191750159 - Approved | 1 | T-20055-00 | PerformancePlus Check Valve Cartridge Waters p/n 700002399 | 1 | Pieces | IDR | 5655000 | 5655000 | 2019-05-03 | FIP General | Irwan Sopian | FIP Engineering | FIP-DOM-ENG-51505-0000000-INA-000000 | PO Closed | GL1904032 | 2019-04-12 | - | 2019-05-08
191750160-1 | 191750160 - Approved | 1 | S-60002-00 | Perbaikan/Renovasi Rumah WWTP | 1 | Lot | IDR | 50000000 | 50000000 | 2019-05-10 | FIP General | Irwan Sopian | FIP Engineering | FIP-DOM-ENG-51508-0000000-INA-000000 | PO Closed | GL1904045 | 2019-04-16 | - | 2019-08-09
191750162-1 | 191750162 - Approved | 1 | P-13710-00 | Baut SS countersunk M6x1.0x20 mm Ring Baut | 20 | Pieces | IDR | 3000 | 60000 | 2019-05-17 | FIP Engineering | Irwan Sopian | FIP Engineering | FIP-DOM-000-11304-OS00001-INA-000000 | PO Closed | GL1905300 | 2019-04-23 | - | 2019-05-10
191750162-2 | 191750162 - Approved | 2 | P-51891-00 | Exhaust Fan Panel 240VAC | 1 | Pieces | IDR | 600000 | 600000 | 2019-05-17 | FIP Engineering | Irwan Sopian | FIP Engineering | FIP-DOM-000-11304-OS00001-INA-000000 | PO Closed | GL1905300 | 2019-04-23 | - | 2019-05-10
191750162-3 | 191750162 - Approved | 3 | P-51894-00 | Philips - Lampu TLD 18W/840 Bright Boost Cool White | 10 | Pieces | IDR | 27500 | 275000 | 2019-05-17 | FIP Engineering | Irwan Sopian | FIP Engineering | FIP-DOM-000-11304-OS00001-INA-000000 | PO Closed | GL1905300 | 2019-04-23 | - | 2019-05-10
191750162-4 | 191750162 - Approved | 4 | P-51896-00 | Switch Lamp Hijau 220 VAC | 4 | Pieces | IDR | 20000 | 80000 | 2019-05-17 | FIP Engineering | Irwan Sopian | FIP Engineering | FIP-DOM-000-11304-OS00001-INA-000000 | PO Closed | GL1905300 | 2019-04-23 | - | 2019-05-10
191750162-5 | 191750162 - Approved | 5 | P-13630-00 | Reducer Bushing Kuningan 1/8inch Female x 1/4 Male | 2 | Pieces | IDR | 15000 | 30000 | 2019-05-17 | FIP Engineering | Irwan Sopian | FIP Engineering | FIP-DOM-000-11304-OS00001-INA-000000 | PO Closed | GL1905300 | 2019-04-23 | - | 2019-05-10
191750162-6 | 191750162 - Approved | 6 | P-53102-00 | Lampu PLC 13watt/E27 Putih Phillips | 10 | Pieces | IDR | 27000 | 270000 | 2019-05-17 | FIP Engineering | Irwan Sopian | FIP Engineering | FIP-DOM-000-11304-OS00001-INA-000000 | PO Closed | GL1905300 | 2019-04-23 | - | 2019-05-10
191750162-7 | 191750162 - Approved | 7 | P-50797-00 | Bola lampu 24V 5 Watt | 5 | Pieces | IDR | 23000 | 115000 | 2019-05-17 | FIP Engineering | Irwan Sopian | FIP Engineering | FIP-DOM-000-11304-OS00001-INA-000000 | PO Closed | GL1905300 | 2019-04-23 | - | 2019-05-10
191750161-1 | 191750161 - Approved | 1 | S-41612-00 | Signage FONKO (3 huruf yang mati N,K dan O) | 1 | Pieces | IDR | 4350000 | 4350000 | 2019-05-24 | FIP General | Irwan Sopian | FIP Engineering | FIP-DOM-ENG-51404-0000000-INA-000000 | PO Closed | GL1905006 | 2019-04-23 | - | 2019-05-22
191750167-1 | 191750167 - Approved | 1 | O-16798-00 | SMC - Tubing Anti Static TAU1065B-20 | 20 | Meter | IDR | 111000 | 2220000 | 2019-05-24 | FIP Engineering | Irwan Sopian | FIP Engineering | FIP-DOM-000-11304-OS00001-INA-000000 | PO Closed | GL1904046 | 2019-04-25 | - | 2019-07-11
191750167-2 | 191750167 - Approved | 2 | O-16793-00 | Capping VCM200 - Gear Material Pom Hitam | 1 | Pieces | IDR | 1700000 | 1700000 | 2019-05-24 | FIP Engineering | Irwan Sopian | FIP Engineering | FIP-DOM-000-11304-OS00001-INA-000000 | PO Closed | GL1905005 | 2019-04-25 | - | 2019-05-20
191750170-1 | 191750170 - Approved | 1 | Q-10128-00 | Thinner Super End/Impala | 5 | Pieces | IDR | 29500 | 147500 | 2019-05-24 | FIP Engineering | Irwan Sopian | FIP Engineering | FIP-DOM-000-11304-OS00001-INA-000000 | PO Closed | GL1905301 | 2019-04-26 | - | 2019-05-24
191750170-2 | 191750170 - Approved | 2 | Q-60026-00 | Kuas Eterna 2" | 10 | Pieces | IDR | 4050 | 40500 | 2019-05-24 | FIP General | Irwan Sopian | FIP Engineering | FIP-DOM-ENG-51404-0000000-INA-000000 | PO Closed | GL1905301 | 2019-04-26 | - | 2019-05-24
191750170-3 | 191750170 - Approved | 3 | P-12883-00 | Tee PVC AW dia 1/2inch X 1/2inch | 10 | Pieces | IDR | 3150 | 31500 | 2019-05-24 | FIP Engineering | Irwan Sopian | FIP Engineering | FIP-DOM-000-11304-OS00001-INA-000000 | PO Closed | GL1905300 | 2019-04-26 | - | 2019-05-10
191750170-4 | 191750170 - Approved | 4 | Q-10154-00 | Roller cat 230mm | 10 | Pieces | IDR | 35000 | 350000 | 2019-05-20 | FIP Engineering | Irwan Sopian | FIP Engineering | FIP-DOM-000-11304-OS00001-INA-000000 | PO Closed | GL1905300 | 2019-04-26 | - | 2019-05-10
191750170-5 | 191750170 - Approved | 5 | P-14379-00 | Gasket 3/4" /EPDM; ; ; | 10 | Pieces | IDR | 12000 | 120000 | 2019-05-24 | FIP Engineering | Irwan Sopian | FIP Engineering | FIP-DOM-000-11304-OS00001-INA-000000 | PO Closed | GL1905300 | 2019-04-29 | - | 2019-05-10
191750170-6 | 191750170 - Approved | 6 | O-14639-00 | EPDM Gasket for Ferrule dia. 1/2"; ; ; | 10 | Pieces | IDR | 12000 | 120000 | 2019-05-20 | FIP Engineering | Irwan Sopian | FIP Engineering | FIP-DOM-000-11304-OS00001-INA-000000 | PO Closed | GL1905301 | 2019-04-29 | - | 2019-05-20
191750177-1 | 191750177 - Approved | 1 | S-60002-00 | Repair of Kaye Validator 2000 | 1 | Lot | IDR | 3000000 | 3000000 | 2019-05-20 | FIP General | Irwan Sopian | FIP Engineering | FIP-DOM-ENG-51508-0000000-INA-000000 | PO Closed | GL1905009 | 2019-04-30 | - | 2019-06-14
191750175-1 | 191750175 - Approved | 1 | P-13735-00 | Cable Duct Round Putih 35 x 10 mm | 5 | Pieces | IDR | 85000 | 425000 | 2019-05-24 | FIP Engineering | Irwan Sopian | FIP Engineering | FIP-DOM-000-11304-OS00001-INA-000000 | PO Closed | GL1905306 | 2019-04-30 | - | 2019-06-17
191750170-7 | 191750170 - Approved | 7 | P-13389-00 | Scotch Brite 3M | 10 | Pieces | IDR | 13500 | 135000 | 2019-05-20 | FIP Engineering | Irwan Sopian | FIP Engineering | FIP-DOM-000-11304-OS00001-INA-000000 | PO Closed | GL1905301 | 2019-04-30 | - | 2019-05-20
191750175-2 | 191750175 - Approved | 2 | P-51903-00 | UHI Band Heater dia.100x250 mm 220V-1000W | 1 | Pieces | IDR | 750000 | 750000 | 2019-05-30 | FIP Engineering | Irwan Sopian | FIP Engineering | FIP-DOM-000-11304-OS00001-INA-000000 | PO Closed | GL1905024 | 2019-05-06 | - | 2019-05-27
191750193-1 | 191750193 - Approved | 1 | P-13732-00 | Pressure Reducing Valve Flange End PN16 DN40 | 1 | Unit | IDR | 17850000 | 17850000 | 2019-07-31 | FIP Engineering | Irwan Sopian | FIP Engineering | FIP-DOM-000-11304-OS00001-INA-000000 | PO Closed | GL1907051 | 2019-05-07 | - | 2019-10-15
191750193-2 | 191750193 - Approved | 2 | P-13709-00 | Gasket Flange DN25 | 2 | Pieces | IDR | 35000 | 70000 | 2019-07-31 | FIP Engineering | Irwan Sopian | FIP Engineering | FIP-DOM-000-11304-OS00001-INA-000000 | PO Closed | GL1907051 | 2019-05-07 | - | 2019-10-15
191750193-3 | 191750193 - Approved | 3 | P-13707-00 | Gasket Flange DN50 | 2 | Pieces | IDR | 65000 | 130000 | 2019-07-31 | FIP Engineering | Irwan Sopian | FIP Engineering | FIP-DOM-000-11304-OS00001-INA-000000 | PO Closed | GL1907051 | 2019-05-07 | - | 2019-10-15
191750193-4 | 191750193 - Approved | 4 | P-13708-00 | Gasket Flange DN40 | 2 | Pieces | IDR | 45000 | 90000 | 2019-07-31 | FIP Engineering | Irwan Sopian | FIP Engineering | FIP-DOM-000-11304-OS00001-INA-000000 | PO Closed | GL1907051 | 2019-05-07 | - | 2019-10-15
191750193-5 | 191750193 - Approved | 5 | P-13706-00 | Gasket Flange DN65 | 2 | Pieces | IDR | 75000 | 150000 | 2019-07-31 | FIP Engineering | Irwan Sopian | FIP Engineering | FIP-DOM-000-11304-OS00001-INA-000000 | PO Closed | GL1907051 | 2019-05-07 | - | 2019-10-15
191750198-1 | 191750198 - Approved | 1 | O-52229-00 | Inverter VLT Drive Danfoss-Type FC-051PK75T4E20H3XXCXXXSXXX spec: 0.75 Kw, 3x380-480 V 50/60Hz; ; ; | 1 | Pieces | IDR | 4400000 | 4400000 | 2019-06-07 | FIP Engineering | Irwan Sopian | FIP Engineering | FIP-DOM-000-11304-OS00001-INA-000000 | PO Closed | GL1905039 | 2019-05-13 | - | 2019-06-14
191750200-1 | 191750200 - Approved | 1 | Q-60063-00 | Cat Pilox 102 - White | 2 | Can | IDR | 33000 | 66000 | 2019-06-07 | FIP Engineering | Irwan Sopian | FIP Engineering | FIP-DOM-000-11304-OS00001-INA-000000 | PO Closed | GL1905306 | 2019-05-14 | - | 2019-06-17
191750200-2 | 191750200 - Approved | 2 | Q-60061-00 | Cat Pilox 109 - Black | 2 | Can | IDR | 33000 | 66000 | 2019-06-07 | FIP Engineering | Irwan Sopian | FIP Engineering | FIP-DOM-000-11304-OS00001-INA-000000 | PO Closed | GL1905306 | 2019-05-14 | - | 2019-06-17
191750200-3 | 191750200 - Approved | 3 | P-11967-00 | Belt dressing GL-1033 GLOBAL | 2 | Pieces | IDR | 110000 | 220000 | 2019-06-07 | FIP Engineering | Irwan Sopian | FIP Engineering | FIP-DOM-000-11304-OS00001-INA-000000 | PO Closed | GL1905306 | 2019-05-14 | - | 2019-06-17
191750200-4 | 191750200 - Approved | 4 | P-10945-00 | Insulation - Seal Tape onda | 20 | Pieces | IDR | 4000 | 80000 | 2019-06-07 | FIP Engineering | Irwan Sopian | FIP Engineering | FIP-DOM-000-11304-OS00001-INA-000000 | PO Closed | GL1905306 | 2019-05-14 | - | 2019-06-17
191750200-5 | 191750200 - Approved | 5 | P-51908-00 | Control Switch Model: S2SR-S4W2A Autonics | 2 | Pieces | IDR | 37000 | 74000 | 2019-06-07 | FIP Engineering | Irwan Sopian | FIP Engineering | FIP-DOM-000-11304-OS00001-INA-000000 | PO Closed | GL1905040 | 2019-05-14 | - | 2019-06-17
191750200-6 | 191750200 - Approved | 6 | P-51855-00 | Switch Accessory SA-SB1 Autonics | 2 | Pieces | IDR | 89000 | 178000 | 2019-06-07 | FIP Engineering | Irwan Sopian | FIP Engineering | FIP-DOM-000-11304-OS00001-INA-000000 | PO Closed | GL1905040 | 2019-05-14 | - | 2019-06-17
191750200-7 | 191750200 - Approved | 7 | P-11991-00 | Cable ties CS 200L | 2 | Pieces | IDR | 25000 | 50000 | 2019-06-07 | FIP Engineering | Irwan Sopian | FIP Engineering | FIP-DOM-000-11304-OS00001-INA-000000 | PO Closed | GL1905306 | 2019-05-14 | - | 2019-06-17
191750199-1 | 191750199 - Approved | 1 | T-20123-00 | Acquity PDA/TUV 2489/2998 Perf Main Kit (lampu HPLC) Waters P/N 201000281 1 pc | 1 | Pieces | IDR | 10364367 | 10364367 | 2019-06-07 | FIP General | Irwan Sopian | FIP Engineering | FIP-DOM-ENG-51505-0000000-INA-000000 | PO Closed | GL1905037 | 2019-05-14 | - | 2019-05-27
191750202-1 | 191750202 - Approved | 1 | P-51912-00 | Compressor CAJ4492Y | 2 | Unit | IDR | 10687500 | 21375000 | 2019-06-10 | FIP Engineering | Irwan Sopian | FIP Engineering | FIP-DOM-000-11304-OS00001-INA-000000 | PO Closed | GL1905041 | 2019-05-15 | - | 2019-07-15
191750202-2 | 191750202 - Approved | 2 | P-13745-00 | Filter Core Drier - D48 | 2 | Pieces | IDR | 334875 | 669750 | 2019-06-10 | FIP Engineering | Irwan Sopian | FIP Engineering | FIP-DOM-000-11304-OS00001-INA-000000 | PO Closed | GL1905041 | 2019-05-15 | - | 2019-07-15
191750202-3 | 191750202 - Approved | 3 | P-15903-00 | Freon Refrigerant Dupon Suva R507 | 1 | Unit | IDR | 1900000 | 1900000 | 2019-06-10 | FIP General | Irwan Sopian | FIP Engineering | FIP-DOM-ENG-51504-0000000-INA-000000 | PO Closed | GL1905041 | 2019-05-15 | - | 2019-07-15
191750202-4 | 191750202 - Approved | 4 | S-60002-00 | Jasa Pasang Compressor | 1 | Lot | IDR | 3800000 | 3800000 | 2019-06-10 | FIP General | Irwan Sopian | FIP Engineering | FIP-DOM-ENG-51508-0000000-INA-000000 | PO Closed | GL1905041 | 2019-05-15 | - | 2019-07-15
191750209-1 | 191750209 - Approved | 1 | O-52225-00 | Tunnel ST1L - Fuse Keramik 25A | 3 | Pieces | IDR | 650000 | 1950000 | 2019-06-21 | FIP Engineering | Irwan Sopian | FIP Engineering | FIP-DOM-000-11304-OS00001-INA-000000 | PO Closed | GL1905306 | 2019-05-16 | - | 2019-06-17
191750207-1 | 191750207 - Approved | 1 | P-14928-00 | Watermur 2" SS 304; ; ; | 2 | Unit | IDR | 200000 | 400000 | 2019-06-21 | FIP Engineering | Irwan Sopian | FIP Engineering | FIP-DOM-000-11304-OS00001-INA-000000 | PO Closed | GL1905306 | 2019-05-16 | - | 2019-06-17
191750207-2 | 191750207 - Approved | 2 | P-13383-00 | Silicone Sealant High Temp Red | 5 | Pieces | IDR | 29000 | 145000 | 2019-06-21 | FIP Engineering | Irwan Sopian | FIP Engineering | FIP-DOM-000-11304-OS00001-INA-000000 | PO Closed | GL1905306 | 2019-05-16 | - | 2019-06-17
191750207-3 | 191750207 - Approved | 3 | O-54014-00 | STEKER 1 PHASE, BROCO | 5 | Pieces | IDR | 12000 | 60000 | 2019-06-21 | FIP Engineering | Irwan Sopian | FIP Engineering | FIP-DOM-000-11304-OS00001-INA-000000 | PO Closed | GL1905306 | 2019-05-16 | - | 2019-06-17
191750207-4 | 191750207 - Approved | 4 | P-51559-00 | Lampu T5 14watt Putih Phillips | 40 | Pack | IDR | 29700 | 1188000 | 2019-06-21 | FIP Engineering | Irwan Sopian | FIP Engineering | FIP-DOM-000-11304-OS00001-INA-000000 | PO Closed | GL1905306 | 2019-05-16 | - | 2019-06-17
191750207-5 | 191750207 - Approved | 5 | P-51560-00 | Lampu T5 28watt Putih Phillips | 30 | Pieces | IDR | 36000 | 1080000 | 2019-06-21 | FIP Engineering | Irwan Sopian | FIP Engineering | FIP-DOM-000-11304-OS00001-INA-000000 | PO Closed | GL1905306 | 2019-05-16 | - | 2019-06-17
191750210-1 | 191750210 - Approved | 1 | P-51918-00 | Inverter VLT Drive Danfoss-Type FC-302 7.5 Kw, 3x380-480 V 50/60Hz; ; ; | 1 | Unit | IDR | 17000000 | 17000000 | 2019-06-21 | FIP Engineering | Irwan Sopian | FIP Engineering | FIP-DOM-000-11304-OS00001-INA-000000 | PO Closed | GL1905039 | 2019-05-17 | - | 2019-06-14
191750212-1 | 191750212 - Approved | 1 | O-52199-00 | AC Semiconductor Controller RSC-AAM60 Carlo Gavazzi | 2 | Pieces | IDR | 2500000 | 5000000 | 2019-06-28 | FIP Engineering | Irwan Sopian | FIP Engineering | FIP-DOM-000-11304-OS00001-INA-000000 | PO Closed | GL1907005 | 2019-05-20 | - | 2019-08-08
191750213-1 | 191750213 - Approved | 1 | O-50994-00 | Battery kering 12V 7,2AH; ; ; | 2 | Pieces | IDR | 390000 | 780000 | 2019-06-21 | FIP Engineering | Irwan Sopian | FIP Engineering | FIP-DOM-000-11304-OS00001-INA-000000 | PO Closed | GL1905306 | 2019-05-21 | - | 2019-06-17
191750213-2 | 191750213 - Approved | 2 | P-14980-00 | Seal Ferrule Teflon 3/4 inch | 10 | Pieces | IDR | 53000 | 530000 | 2019-06-21 | FIP Engineering | Irwan Sopian | FIP Engineering | FIP-DOM-000-11304-OS00001-INA-000000 | PO Closed | GL1905306 | 2019-05-21 | - | 2019-06-17
191750139-2 | 191750139 - Approved | 2 | P-14424-00 | Garam Kutreat RGN-9800F 25Kg/zak | 2 | Kilogram | IDR | 237500 | 475000 | 2019-07-01 | FIP Engineering | Irwan Sopian | FIP Engineering | FIP-DOM-000-11304-OS00001-INA-000000 | PO Closed | GL1907001 | 2019-05-21 | - | 2019-07-03
191750139-3 | 191750139 - Approved | 3 | P-14424-00 | Garam Kutreat RGN-9800F 25Kg/zak | 2 | Kilogram | IDR | 237500 | 475000 | 2019-08-01 | FIP Engineering | Irwan Sopian | FIP Engineering | FIP-DOM-000-11304-OS00001-INA-000000 | PO Closed | GL1907068 | 2019-05-21 | - | 2019-08-01
191750139-4 | 191750139 - Approved | 4 | P-14424-00 | Garam Kutreat RGN-9800F 25Kg/zak | 2 | Kilogram | IDR | 237500 | 475000 | 2019-09-02 | FIP Engineering | Irwan Sopian | FIP Engineering | FIP-DOM-000-11304-OS00001-INA-000000 | PO Closed | GL1909020 | 2019-05-21 | - | -
191750139-5 | 191750139 - Approved | 5 | P-14424-00 | Garam Kutreat RGN-9800F 25Kg/zak | 2 | Kilogram | IDR | 237500 | 475000 | 2019-10-01 | FIP Engineering | Irwan Sopian | FIP Engineering | FIP-DOM-000-11304-OS00001-INA-000000 | PO Closed | GL1909020 | 2019-05-21 | - | -
191750139-6 | 191750139 - Approved | 6 | P-14424-00 | Garam Kutreat RGN-9800F 25Kg/zak | 2 | Kilogram | IDR | 237500 | 475000 | 2019-11-01 | FIP Engineering | Irwan Sopian | FIP Engineering | FIP-DOM-000-11304-OS00001-INA-000000 | PO Closed | GL1909020 | 2019-05-21 | - | -
191750139-7 | 191750139 - Approved | 7 | P-14424-00 | Garam Kutreat RGN-9800F 25Kg/zak | 2 | Kilogram | IDR | 237500 | 475000 | 2019-12-02 | FIP Engineering | Irwan Sopian | FIP Engineering | FIP-DOM-000-11304-OS00001-INA-000000 | PO Closed | GL1909020 | 2019-05-21 | - | -
191750216-1 | 191750216 - Approved | 1 | P-11694-00 | Mata Gerinda 4" | 2 | Pieces | IDR | 100000 | 200000 | 2019-06-21 | FIP General | Irwan Sopian | FIP Engineering | FIP-DOM-ENG-51404-0000000-INA-000000 | PO Closed | GL1907008 | 2019-05-22 | - | 2019-07-25
191750215-1 | 191750215 - Approved | 1 | O-14616-00 | Black arm system for Rotating pincer pneumatic cylinder c/n 33661 | 1 | Unit | IDR | 4686000 | 4686000 | 2019-07-05 | FIP Engineering | Irwan Sopian | FIP Engineering | FIP-DOM-000-11304-OS00001-INA-000000 | PO Closed | GL1907012 | 2019-05-22 | - | 2019-08-15
191750214-1 | 191750214 - Approved | 1 | P-12185-00 | Elbow PVC AW 90 deg dia 1inch | 5 | Pieces | IDR | 5000 | 25000 | 2019-06-21 | FIP General | Irwan Sopian | FIP Engineering | FIP-DOM-ENG-51404-0000000-INA-000000 | PO Closed | GL1905043 | 2019-05-22 | - | 2019-06-14
191750214-2 | 191750214 - Approved | 2 | P-13387-00 | Watermur Pvc 1" Polos Rucika; ; ; | 2 | Pieces | IDR | 20000 | 40000 | 2019-06-21 | FIP Engineering | Irwan Sopian | FIP Engineering | FIP-DOM-000-11304-OS00001-INA-000000 | PO Closed | GL1905043 | 2019-05-22 | - | 2019-05-31
191750216-2 | 191750216 - Approved | 2 | P-13755-00 | Selenoid Valve 2 Way Brass, 24VDC, 1/4 inch; ; ; | 2 | Pieces | IDR | 1008000 | 2016000 | 2019-06-21 | FIP Engineering | Irwan Sopian | FIP Engineering | FIP-DOM-000-11304-OS00001-INA-000000 | PO Closed | GL1907009 | 2019-05-23 | - | 2019-07-23
191750216-3 | 191750216 - Approved | 3 | P-51920-00 | Lampu LED 6.5W Putih 12 Vac 2700K Philips | 1 | Pieces | IDR | 300000 | 300000 | 2019-06-21 | FIP Engineering | Irwan Sopian | FIP Engineering | FIP-DOM-000-11304-OS00001-INA-000000 | PO Closed | GL1907008 | 2019-05-23 | - | 2019-07-25
191750212-2 | 191750212 - Approved | 2 | P-51921-00 | SSR RSO4890 Carlo Gavazzi | 1 | Pieces | IDR | 3000000 | 3000000 | 2019-06-28 | FIP Engineering | Irwan Sopian | FIP Engineering | FIP-DOM-000-11304-OS00001-INA-000000 | PO Closed | GL1907005 | 2019-05-23 | - | 2019-08-08
191750221-1 | 191750221 - Approved | 1 | S-60002-00 | U/ Jasa Pekerjaan Roughness Test Mixing MV200 | 1 | Lot | IDR | 1500000 | 1500000 | 2019-06-21 | FIP General | Irwan Sopian | FIP Engineering | FIP-DOM-ENG-51508-0000000-INA-000000 | PO Closed | GL1905046 | 2019-05-24 | - | 2019-08-02
191750220-1 | 191750220 - Approved | 1 | S-60002-00 | Perbaikan dan Pengecatan List Beton Yang Rusak | 1 | Lot | IDR | 4500000 | 4500000 | 2019-06-28 | FIP General | Irwan Sopian | FIP Engineering | FIP-DOM-ENG-51508-0000000-INA-000000 | PO Closed | GL1905044 | 2019-05-24 | - | 2019-08-02
191750220-2 | 191750220 - Approved | 2 | S-60002-00 | Perbaikan atap WWTP | 1 | Lot | IDR | 2500000 | 2500000 | 2019-06-28 | FIP General | Irwan Sopian | FIP Engineering | FIP-DOM-ENG-51508-0000000-INA-000000 | PO Closed | GL1905044 | 2019-05-24 | - | 2019-08-02
191750216-4 | 191750216 - Approved | 4 | P-51891-00 | Exhaust Fan Panel 240VAC | 2 | Pieces | IDR | 150000 | 300000 | 2019-06-21 | FIP Engineering | Irwan Sopian | FIP Engineering | FIP-DOM-000-11304-OS00001-INA-000000 | PO Closed | GL1907008 | 2019-05-24 | - | 2019-07-25
191750224-1 | 191750224 - Approved | 1 | T-10000-00 | Motherboard Lenovo IS6XM Rev1.0 | 1 | Unit | IDR | 757389 | 757389 | 2019-06-14 | FIP General | Irwan Sopian | FIP Engineering | FIP-DOM-ENG-51505-0000000-INA-000000 | PO Closed | GL1906006 | 2019-05-28 | - | 2019-06-14
191750224-2 | 191750224 - Approved | 2 | T-10000-00 | TP-Link UH400 4 port USB HUB 3.0 super speed 5 Gbps port | 1 | Unit | IDR | 283000 | 283000 | 2019-06-14 | FIP General | Irwan Sopian | FIP Engineering | FIP-DOM-ENG-51505-0000000-INA-000000 | PO Closed | GL1906005 | 2019-05-28 | - | 2019-06-21
191750236-1 | 191750236 - Approved | 1 | P-13754-00 | Electronic Valve Actuator SQS65 Siemens | 1 | Unit | IDR | 4150000 | 4150000 | 2019-07-19 | FIP Engineering | Irwan Sopian | FIP Engineering | FIP-DOM-000-11304-OS00001-INA-000000 | PO Closed | GL1907062 | 2019-06-13 | - | 2019-10-21
191750236-2 | 191750236 - Approved | 2 | P-13773-00 | Valve PN16 DN25 for Actuator SQS65 Siemens | 1 | Pieces | IDR | 3865000 | 3865000 | 2019-07-19 | FIP Engineering | Irwan Sopian | FIP Engineering | FIP-DOM-000-11304-OS00001-INA-000000 | PO Closed | GL1907062 | 2019-06-13 | - | 2019-10-21
191750235-1 | 191750235 - Approved | 1 | P-14899-00 | Electrode Set Ozone Generator Ozonia MKIV | 1 | Unit | IDR | 42280000 | 42280000 | 2019-07-05 | FIP Engineering | Irwan Sopian | FIP Engineering | FIP-DOM-000-11304-OS00001-INA-000000 | PO Closed | GL1907010 | 2019-06-13 | - | 2019-07-12
191750233-1 | 191750233 - Approved | 1 | S-41661-00 | Alat Pemotong Kaca | 1 | Pieces | IDR | 30000 | 30000 | 2019-07-12 | FIP General | Irwan Sopian | FIP Engineering | FIP-DOM-ENG-51502-0000000-INA-000000 | PO Closed | GL1907043 | 2019-06-13 | - | 2019-07-17
191750233-2 | 191750233 - Approved | 2 | S-40114-00 | Obeng | 1 | Pieces | IDR | 30000 | 30000 | 2019-07-12 | FIP General | Irwan Sopian | FIP Engineering | FIP-DOM-ENG-51404-0000000-INA-000000 | PO Closed | GL1907043 | 2019-06-13 | - | 2019-07-17
191750239-1 | 191750239 - Approved | 1 | O-54109-00 | Filling VFM100 - Weighing Load Cell SL 250/300-M-FS-9-29-34 P/N: 75081 S/N: 00299 Wipotec | 1 | Pieces | EUR | 9000 | 9000 | 2019-08-01 | FIP Engineering | Irwan Sopian | FIP Engineering | FIP-DOM-000-11304-OS00001-INA-000000 | PO Closed | GL1907058 | 2019-06-14 | - | 2019-09-30
191750238-1 | 191750238 - Approved | 1 | Q-10305-00 | Raven Door Seal (balon) RP48 Brown/White 50mtr x 2 | 1 | Roll | IDR | 1111275 | 1111275 | 2019-07-19 | FIP General | Irwan Sopian | FIP Engineering | FIP-DOM-ENG-51502-0000000-INA-000000 | PO Closed | GL1907013 | 2019-06-14 | - | 2019-08-19
191750237-1 | 191750237 - Approved | 1 | O-52234-00 | Sensor Amplifier OBF502 IFM | 1 | Pieces | IDR | 2750000 | 2750000 | 2019-07-19 | FIP Engineering | Irwan Sopian | FIP Engineering | FIP-DOM-000-11304-OS00001-INA-000000 | PO Closed | GL1907011 | 2019-06-14 | - | 2019-07-19
191750237-2 | 191750237 - Approved | 2 | S-60002-00 | PEMASANGAN DAN PROGRAMMING PLC | 1 | Lot | IDR | 1500000 | 1500000 | 2019-07-19 | FIP General | Irwan Sopian | FIP Engineering | FIP-DOM-ENG-51508-0000000-INA-000000 | PO Closed | GL1907011 | 2019-06-14 | - | 2019-07-19
191750244-1 | 191750244 - Approved | 1 | O-51742-00 | SENSOR SUHU 2 x PT100 (DUPLEX), Jumo type 902810/13 Dia probe 6 mm, probe lenght 150 mm, conection threaded dia 29,1 mm. range temp. -15 ~ 150 oC. | 1 | Unit | IDR | 5600000 | 5600000 | 2019-07-26 | FIP Engineering | Irwan Sopian | FIP Engineering | FIP-DOM-000-11304-OS00001-INA-000000 | PO Closed | GL1907015 | 2019-06-19 | - | 2019-09-09
191750238-2 | 191750238 - Approved | 2 | P-51889-00 | Autonics - Power Supply SPA-050-24VDC | 2 | Pieces | IDR | 481000 | 962000 | 2019-07-05 | FIP Engineering | Irwan Sopian | FIP Engineering | FIP-DOM-000-11304-OS00001-INA-000000 | PO Closed | GL1907014 | 2019-06-19 | - | 2019-08-02
191750233-3 | 191750233 - Approved | 3 | P-12157-00 | Dynabolt m 6 x 30 mm | 5 | Pieces | IDR | 2000 | 10000 | 2019-07-12 | FIP Engineering | Irwan Sopian | FIP Engineering | FIP-DOM-000-11304-OS00001-INA-000000 | PO Closed | GL1907043 | 2019-06-20 | - | 2019-07-17
191750233-4 | 191750233 - Approved | 4 | T-80681-00 | Battery Kancing Energizer CR2032 3V Lithium | 2 | Pack | IDR | 19800 | 39600 | 2019-07-12 | FIP General | Irwan Sopian | FIP Engineering | FIP-DOM-ENG-51404-0000000-INA-000000 | PO Closed | GL1907043 | 2019-06-20 | - | 2019-07-17
191750247-1 | 191750247 - Approved | 1 | S-60002-00 | Remoter installation Lyofast Software | 1 | Lot | USD | 4290 | 4290 | 2019-07-26 | FIP General | Irwan Sopian | FIP Engineering | FIP-DOM-ENG-51508-0000000-INA-000000 | PO Closed | GL1907054 | 2019-06-21 | - | 2019-08-08
191750252-1 | 191750252 - Approved | 1 | O-15619-00 | HIGH PRECISION OPTICAL FIBER 10MM WIDTH FU-12 VIALS MAXIMUM LOAD AT OUTFEED SENSOR | 1 | Unit | IDR | 2161000 | 2161000 | 2019-07-31 | FIP Engineering | Irwan Sopian | FIP Engineering | FIP-DOM-000-11304-OS00001-INA-000000 | PO Closed | GL1907046 | 2019-07-01 | - | 2019-07-26
191750258-1 | 191750258 - Approved | 1 | O-52240-00 | WAGO 750-623 Supply Modul Input 5-15 V | 1 | Pieces | IDR | 1663040 | 1663040 | 2019-08-02 | FIP Engineering | Irwan Sopian | FIP Engineering | FIP-DOM-000-11304-OS00001-INA-000000 | PO Closed | GL1907045 | 2019-07-02 | - | 2019-08-09
191750258-2 | 191750258 - Approved | 2 | O-52241-00 | Tunnel ST1L - Potensio 10K | 1 | Pieces | IDR | 430000 | 430000 | 2019-08-02 | FIP Engineering | Irwan Sopian | FIP Engineering | FIP-DOM-000-11304-OS00001-INA-000000 | PO Closed | GL1907047 | 2019-07-02 | - | 2019-08-05
191750257-1 | 191750257 - Approved | 1 | O-16757-00 | Capping VCM200 - Coupling CPJ30-BL-10-10 | 1 | Pieces | IDR | 402511 | 402511 | 2019-08-02 | FIP Engineering | Irwan Sopian | FIP Engineering | FIP-DOM-000-11304-OS00001-INA-000000 | PO Closed | GL1907055 | 2019-07-02 | - | 2019-08-07
191750257-2 | 191750257 - Approved | 2 | O-16756-00 | Washing RAR4 - Tamper Resistant Screw IBNP5-10 | 20 | Pieces | IDR | 11838 | 236760 | 2019-08-02 | FIP Engineering | Irwan Sopian | FIP Engineering | FIP-DOM-000-11304-OS00001-INA-000000 | PO Closed | GL1907055 | 2019-07-02 | - | 2019-08-07
191750255-1 | 191750255 - Approved | 1 | P-51928-00 | Battery Lithium 3V CR2477N | 2 | Pieces | IDR | 170000 | 340000 | 2019-07-31 | FIP Engineering | Irwan Sopian | FIP Engineering | FIP-DOM-000-11304-OS00001-INA-000000 | PO Closed | GL1907047 | 2019-07-02 | - | 2019-08-05
191750255-2 | 191750255 - Approved | 2 | P-51930-00 | Accu (Battery kering) 12V - 7Ah | 2 | Pieces | IDR | 225000 | 450000 | 2019-07-31 | FIP Engineering | Irwan Sopian | FIP Engineering | FIP-DOM-000-11304-OS00001-INA-000000 | PO Closed | GL1907047 | 2019-07-02 | - | 2019-08-05
191750255-3 | 191750255 - Approved | 3 | P-51929-00 | Lampu TL5 14W/865 Philips | 2 | Pieces | IDR | 115000 | 230000 | 2019-07-31 | FIP Engineering | Irwan Sopian | FIP Engineering | FIP-DOM-000-11304-OS00001-INA-000000 | PO Closed | GL1907047 | 2019-07-02 | - | 2019-08-05
191750253-1 | 191750253 - Approved | 1 | P-51895-00 | Pressure Switch 0-10 bar 1/4 inch Out: 4...20 mA In: 24(7...33) VDC | 2 | Pieces | IDR | 4275000 | 8550000 | 2019-08-02 | FIP Engineering | Irwan Sopian | FIP Engineering | FIP-DOM-000-11304-OS00001-INA-000000 | PO Closed | GL1907044 | 2019-07-02 | - | 2019-08-15
191750271-1 | 191750271 - Approved | 1 | P-13388-00 | Ball Valve Kitz 1/2"; ; ; | 1 | Pieces | IDR | 20000 | 20000 | 2019-07-31 | FIP Engineering | Irwan Sopian | FIP Engineering | FIP-DOM-000-11304-OS00001-INA-000000 | PO Closed | GL1907066 | 2019-07-06 | - | 2019-07-31
191750271-2 | 191750271 - Approved | 2 | P-12818-00 | Sock PVC AW dia 1inch | 3 | Pieces | IDR | 4000 | 12000 | 2019-07-31 | FIP Engineering | Irwan Sopian | FIP Engineering | FIP-DOM-000-11304-OS00001-INA-000000 | PO Closed | GL1907066 | 2019-07-06 | - | 2019-07-31
191750271-3 | 191750271 - Approved | 3 | P-12185-00 | Elbow PVC AW 90 deg dia 1inch | 8 | Pieces | IDR | 5000 | 40000 | 2019-07-31 | FIP Engineering | Irwan Sopian | FIP Engineering | FIP-DOM-000-11304-OS00001-INA-000000 | PO Closed | GL1907066 | 2019-07-06 | - | 2019-07-31
191750271-4 | 191750271 - Approved | 4 | P-12818-00 | Sock PVC AW dia 1inch | 3 | Pieces | IDR | 4000 | 12000 | 2019-07-31 | FIP Engineering | Irwan Sopian | FIP Engineering | FIP-DOM-000-11304-OS00001-INA-000000 | PO Closed | GL1907066 | 2019-07-06 | - | 2019-07-31
191750271-5 | 191750271 - Approved | 5 | P-10904-00 | Fitting PVC - Tee PVC 1 1/4" | 2 | Pieces | IDR | 10000 | 20000 | 2019-07-31 | FIP Engineering | Irwan Sopian | FIP Engineering | FIP-DOM-000-11304-OS00001-INA-000000 | PO Closed | GL1907066 | 2019-07-06 | - | 2019-07-31
191750271-6 | 191750271 - Approved | 6 | P-12817-00 | Sock PVC AW dia 1 1/4inch | 1 | Pieces | IDR | 6000 | 6000 | 2019-07-31 | FIP Engineering | Irwan Sopian | FIP Engineering | FIP-DOM-000-11304-OS00001-INA-000000 | PO Closed | GL1907066 | 2019-07-06 | - | 2019-07-31
191750271-7 | 191750271 - Approved | 7 | T-80681-00 | Battery Kancing Energizer CR2032 3V Lithium | 1 | Pack | IDR | 18500 | 18500 | 2019-07-31 | FIP General | Irwan Sopian | FIP Engineering | FIP-DOM-ENG-51404-0000000-INA-000000 | PO Closed | GL1907066 | 2019-07-06 | - | 2019-07-31
191750271-9 | 191750271 - Approved | 9 | P-50182-00 | Socket | 1 | Pieces | IDR | 10500 | 10500 | 2019-07-31 | FIP Engineering | Irwan Sopian | FIP Engineering | FIP-DOM-000-11304-OS00001-INA-000000 | PO Closed | GL1907066 | 2019-07-06 | - | 2019-07-31
191750271-10 | 191750271 - Approved | 10 | P-52000-00 | Mata Solder | 1 | Pieces | IDR | 10000 | 10000 | 2019-07-31 | FIP Engineering | Irwan Sopian | FIP Engineering | FIP-DOM-000-11304-OS00001-INA-000000 | PO Closed | GL1907066 | 2019-07-06 | - | 2019-07-31
191750271-11 | 191750271 - Approved | 11 | P-10945-00 | Insulation - Seal Tape onda | 3 | Pieces | IDR | 3000 | 9000 | 2019-07-31 | FIP Engineering | Irwan Sopian | FIP Engineering | FIP-DOM-000-11304-OS00001-INA-000000 | PO Closed | GL1907066 | 2019-07-06 | - | 2019-07-31
191750271-12 | 191750271 - Approved | 12 | P-12818-00 | Sock PVC AW dia 1inch | 3 | Pieces | IDR | 4000 | 12000 | 2019-07-31 | FIP Engineering | Irwan Sopian | FIP Engineering | FIP-DOM-000-11304-OS00001-INA-000000 | PO Closed | GL1907066 | 2019-07-06 | - | 2019-07-31
191750271-13 | 191750271 - Approved | 13 | P-12811-00 | Sock Drat luar PVC AW dia 1/2inch | 2 | Pieces | IDR | 6000 | 12000 | 2019-07-31 | FIP Engineering | Irwan Sopian | FIP Engineering | FIP-DOM-000-11304-OS00001-INA-000000 | PO Closed | GL1907066 | 2019-07-06 | - | 2019-07-31
191750275-2 | 191750275 - Approved | 2 | O-52240-00 | WAGO 750-623 Supply Modul Input 5-15 V | 1 | Pieces | EUR | 198.4 | 198.4 | 2019-08-30 | FIP Engineering | Irwan Sopian | FIP Engineering | FIP-DOM-000-11304-OS00001-INA-000000 | PO Closed | GL1907064 | 2019-07-08 | - | 2019-09-13
191750274-1 | 191750274 - Approved | 1 | O-16885-00 | Clamp Hose Alumunium Ferrule 1 inch EN14425-3 | 4 | Pieces | IDR | 220000 | 880000 | 2019-08-01 | FIP Engineering | Irwan Sopian | FIP Engineering | FIP-DOM-000-11304-OS00001-INA-000000 | PO Closed | GL1907061 | 2019-07-08 | - | 2019-07-31
191750274-2 | 191750274 - Approved | 2 | O-16886-00 | Clamp Hose Alumunium Ferrule 3/4 inch EN14420-3 | 2 | Pieces | IDR | 200000 | 400000 | 2019-08-01 | FIP Engineering | Irwan Sopian | FIP Engineering | FIP-DOM-000-11304-OS00001-INA-000000 | PO Closed | GL1907061 | 2019-07-08 | - | 2019-07-31
191750274-3 | 191750274 - Approved | 3 | P-13037-00 | Ferrule to hose 1 inchi | 4 | Pieces | IDR | 350000 | 1400000 | 2019-08-01 | FIP Engineering | Irwan Sopian | FIP Engineering | FIP-DOM-000-11304-OS00001-INA-000000 | PO Closed | GL1907061 | 2019-07-08 | - | 2019-07-31
191750274-4 | 191750274 - Approved | 4 | P-14992-00 | Ferrule to Hose 3/4 inch | 2 | Pieces | IDR | 225000 | 450000 | 2019-08-01 | FIP Engineering | Irwan Sopian | FIP Engineering | FIP-DOM-000-11304-OS00001-INA-000000 | PO Closed | GL1907061 | 2019-07-08 | - | 2019-07-31
191750272-1 | 191750272 - Approved | 1 | T-20002-00 | Engineer Fee for Service GC 7890B | 1 | Pieces | IDR | 900000 | 900000 | 2019-07-31 | FIP General | Irwan Sopian | FIP Engineering | FIP-DOM-ENG-51505-0000000-INA-000000 | PO Closed | GL1907059 | 2019-07-08 | - | 2019-07-31
191750278-1 | 191750278 - Approved | 1 | P-13760-00 | V-trap PVC uk. 4 inch | 1 | Pieces | IDR | 235000 | 235000 | 2019-08-09 | FIP Engineering | Irwan Sopian | FIP Engineering | FIP-DOM-000-11304-OS00001-INA-000000 | PO Closed | GL1907049 | 2019-07-09 | - | 2019-08-16
191750277-1 | 191750277 - Approved | 1 | O-16826-00 | DEMISTER, part number 402; ; ; | 1 | Unit | IDR | 24775500 | 24775500 | 2019-08-30 | FIP Engineering | Irwan Sopian | FIP Engineering | FIP-DOM-000-11304-OS00001-INA-000000 | PO Closed | GL1907063 | 2019-07-09 | - | 2019-10-31
191750277-2 | 191750277 - Approved | 2 | O-16827-00 | Gasket Oil Separator Part No. 401 | 1 | Pieces | IDR | 3925000 | 3925000 | 2019-08-30 | FIP Engineering | Irwan Sopian | FIP Engineering | FIP-DOM-000-11304-OS00001-INA-000000 | PO Closed | GL1907063 | 2019-07-09 | - | 2019-10-31
191750277-3 | 191750277 - Approved | 3 | P-15903-00 | Freon Refrigerant Dupon Suva R507 | 3 | Unit | IDR | 3750000 | 11250000 | 2019-08-30 | FIP General | Irwan Sopian | FIP Engineering | FIP-DOM-ENG-51504-0000000-INA-000000 | PO Closed | GL1907063 | 2019-07-09 | - | 2019-10-31
191750277-4 | 191750277 - Approved | 4 | P-13745-00 | Filter Core Drier - D48 | 1 | Pieces | IDR | 525000 | 525000 | 2019-08-30 | FIP Engineering | Irwan Sopian | FIP Engineering | FIP-DOM-000-11304-OS00001-INA-000000 | PO Closed | GL1907063 | 2019-07-09 | - | 2019-10-31
191750277-5 | 191750277 - Approved | 5 | S-60002-00 | Pasang,Flushing dan Test Comisioning | 1 | Lot | IDR | 8000000 | 8000000 | 2019-08-30 | FIP General | Irwan Sopian | FIP Engineering | FIP-DOM-ENG-51508-0000000-INA-000000 | PO Closed | GL1907063 | 2019-07-09 | - | 2019-10-31
191750280-1 | 191750280 - Approved | 1 | T-20139-00 | Pump, Vacuum, Degasser; Waters; PN : 700001352; 1 pc | 1 | Pieces | IDR | 12774500 | 12774500 | 2019-08-16 | FIP General | Irwan Sopian | FIP Engineering | FIP-DOM-ENG-51505-0000000-INA-000000 | PO Closed | GL1907075 | 2019-07-10 | - | 2019-08-16
191750280-2 | 191750280 - Approved | 2 | T-20123-00 | Acquity PDA/TUV 2489/2998 Perf Main Kit (lampu HPLC) Waters P/N 201000281 1 pc | 2 | Pieces | IDR | 10728198 | 21456396 | 2019-08-16 | FIP General | Irwan Sopian | FIP Engineering | FIP-DOM-ENG-51505-0000000-INA-000000 | PO Closed | GL1907076 | 2019-07-10 | - | 2019-08-16
191750278-2 | 191750278 - Approved | 2 | O-15462-00 | Dry Fog Stainless Steel FLOAT 47049-23S | 1 | Pieces | IDR | 2325000 | 2325000 | 2019-07-31 | FIP Engineering | Irwan Sopian | FIP Engineering | FIP-DOM-000-11304-OS00001-INA-000000 | PO Closed | GL1907048 | 2019-07-10 | - | 2019-07-19
191750286-1 | 191750286 - Approved | 1 | T-20287-00 | Bleed/Temp Opt. Non-Stick 11 mm Septa Reorder Agilent Part No. 5183-4757 50/pk | 1 | Pack | IDR | 1717974.07 | 1717974.07 | 2019-08-30 | FIP General | Irwan Sopian | FIP Engineering | FIP-DOM-ENG-51404-0000000-INA-000000 | PO Closed | GL1907077 | 2019-07-15 | - | 2019-08-14
191750286-2 | 191750286 - Approved | 2 | T-20289-00 | Ferrule, 1.0 mm graphite 0.53 Col; Agilent; Part No. 5080-8773; 10/pk | 1 | Pack | IDR | 906518 | 906518 | 2019-08-30 | FIP General | Irwan Sopian | FIP Engineering | FIP-DOM-ENG-51404-0000000-INA-000000 | PO Closed | GL1907077 | 2019-07-15 | - | 2019-08-14
191750285-1 | 191750285 - Approved | 1 | P-10729-00 | Cleaner - Contact cleaner WD 40, 382 gr | 4 | Pieces | IDR | 72000 | 288000 | 2019-08-16 | FIP Engineering | Irwan Sopian | FIP Engineering | FIP-DOM-000-11304-OS00001-INA-000000 | PO Closed | GL1908049 | 2019-07-15 | - | -
191750285-2 | 191750285 - Approved | 2 | O-15931-00 | Double Tape 3M 1" Merah; ; ; | 5 | Pieces | IDR | 112500 | 562500 | 2019-08-16 | FIP Engineering | Irwan Sopian | FIP Engineering | FIP-DOM-000-11304-OS00001-INA-000000 | PO Closed | GL1908049 | 2019-07-15 | - | -
191750285-3 | 191750285 - Approved | 3 | P-51891-00 | Exhaust Fan Panel 240VAC | 4 | Pieces | IDR | 150000 | 600000 | 2019-08-16 | FIP Engineering | Irwan Sopian | FIP Engineering | FIP-DOM-000-11304-OS00001-INA-000000 | PO Closed | GL1908049 | 2019-07-15 | - | -
191750285-4 | 191750285 - Approved | 4 | P-14245-00 | Manual valve HE-2-QS-8 FESTO | 3 | Pieces | IDR | 249020 | 747060 | 2019-08-16 | FIP Engineering | Irwan Sopian | FIP Engineering | FIP-DOM-000-11304-OS00001-INA-000000 | PO Closed | GL1908053 | 2019-07-15 | - | -
191750293-1 | 191750293 - Approved | 1 | S-60002-00 | Repair Needle CA mesin Capping | 2 | Lot | IDR | 750000 | 1500000 | 2019-08-23 | FIP General | Irwan Sopian | FIP Engineering | FIP-DOM-ENG-51508-0000000-INA-000000 | PO Closed | GL1908015 | 2019-07-18 | - | 2019-08-23
191750286-3 | 191750286 - Approved | 3 | T-20449-00 | Universal Ultra Inert Liner, low pressure drop, glass wool; Agilent; Part No. 5190-3165; 5 pcs per pack | 1 | Pack | IDR | 3650250 | 3650250 | 2019-08-30 | FIP General | Irwan Sopian | FIP Engineering | FIP-DOM-ENG-51505-0000000-INA-000000 | PO Closed | GL1907077 | 2019-07-18 | - | 2019-08-14
191750286-4 | 191750286 - Approved | 4 | T-20055-00 | PerformancePlus Check Valve Cartridge Waters p/n 700002399 | 1 | Pieces | IDR | 5655000 | 5655000 | 2019-08-30 | FIP General | Irwan Sopian | FIP Engineering | FIP-DOM-ENG-51505-0000000-INA-000000 | PO Closed | GL1907074 | 2019-07-18 | - | 2019-08-14
191750298-1 | 191750298 - Approved | 1 | R-20002-00 | Electric Heater Wot water | 1 | Unit | IDR | 53145000 | 53145000 | 2019-08-30 | FIP General | Ronald Effendi | FIP Engineering | FIP-DOM-ENG-13405-EQNB193-INA-000000 | PO Closed | GL1908048 | 2019-07-22 | - | -
191750296-1 | 191750296 - Approved | 1 | T-20002-00 | Service HPLC 2 Alliance e2695 | 1 | Pieces | IDR | 1550000 | 1550000 | 2019-08-23 | FIP General | Irwan Sopian | FIP Engineering | FIP-DOM-ENG-51505-0000000-INA-000000 | PO Closed | GL1907073 | 2019-07-22 | - | 2019-08-23
191750295-1 | 191750295 - Approved | 1 | T-20002-00 | Service Agilent HPLC 3 Alliance e2695 | 1 | Pieces | IDR | 1550000 | 1550000 | 2019-08-23 | FIP General | Irwan Sopian | FIP Engineering | FIP-DOM-ENG-51505-0000000-INA-000000 | PO Closed | GL1907073 | 2019-07-22 | - | 2019-08-23
191750293-2 | 191750293 - Approved | 2 | S-60002-00 | Service Pompa DAB Evoplus 80/180 mesin cRABS | 1 | Lot | IDR | 3100000 | 3100000 | 2019-08-23 | FIP General | Irwan Sopian | FIP Engineering | FIP-DOM-ENG-51508-0000000-INA-000000 | PO Closed | GL1908016 | 2019-07-22 | - | 2019-08-30
191750298-2 | 191750298 - Approved | 2 | R-20002-00 | Manhole SS-304 Dia-620mm | 1 | Unit | IDR | 3950000 | 3950000 | 2019-08-30 | FIP General | Ronald Effendi | FIP Engineering | FIP-DOM-ENG-13405-EQNB194-INA-000000 | PO Closed | GL1908047 | 2019-07-23 | - | -
191750300-1 | 191750300 - Approved | 1 | O-11149-00 | Bearing 6202 ZZ | 5 | Pieces | IDR | 25000 | 125000 | 2019-08-23 | FIP Engineering | Irwan Sopian | FIP Engineering | FIP-DOM-000-11304-OS00001-INA-000000 | PO Closed | GL1907067 | 2019-07-25 | - | 2019-08-05
191750300-2 | 191750300 - Approved | 2 | O-11145-00 | Bearing 6201 2Z | 5 | Pieces | IDR | 23500 | 117500 | 2019-08-23 | FIP Engineering | Irwan Sopian | FIP Engineering | FIP-DOM-000-11304-OS00001-INA-000000 | PO Closed | GL1907067 | 2019-07-25 | - | 2019-08-05
191750304-1 | 191750304 - Approved | 1 | T-20457-00 | Piston Rod TI p/n: 51107594 Mettler Toldeo | 1 | Pieces | IDR | 5419750 | 5419750 | 2019-08-30 | FIP General | Irwan Sopian | FIP Engineering | FIP-DOM-ENG-51505-0000000-INA-000000 | PO Closed | GL1907078 | 2019-07-26 | - | 2019-08-16
191750304-2 | 191750304 - Approved | 2 | T-20002-00 | Service Labour Rate (1/2) day | 1 | Pieces | IDR | 4000000 | 4000000 | 2019-08-30 | FIP General | Irwan Sopian | FIP Engineering | FIP-DOM-ENG-51505-0000000-INA-000000 | PO Closed | GL1907078 | 2019-07-26 | - | 2019-08-16
191750302-1 | 191750302 - Approved | 1 | Q-10282-00 | Semen MU Perekat Bata Ringan Mortar Utama 1zak | 1 | Pack | IDR | 250000 | 250000 | 2019-08-23 | FIP Engineering | Irwan Sopian | FIP Engineering | FIP-DOM-000-11304-OS00001-INA-000000 | PO Closed | GL1908059 | 2019-07-26 | - | -
191750302-2 | 191750302 - Approved | 2 | Q-10518-00 | Dempul | 1 | Kilogram | IDR | 65000 | 65000 | 2019-08-23 | FIP General | Irwan Sopian | FIP Engineering | FIP-DOM-ENG-51502-0000000-INA-000000 | PO Closed | GL1908059 | 2019-07-26 | - | -
191750302-3 | 191750302 - Approved | 3 | Q-60003-00 | Plakband Kertas | 20 | Roll | IDR | 6000 | 120000 | 2019-08-23 | FIP Engineering | Irwan Sopian | FIP Engineering | FIP-DOM-000-11304-OS00001-INA-000000 | PO Closed | GL1908060 | 2019-07-26 | - | -
191750302-4 | 191750302 - Approved | 4 | Q-10153-00 | Roller cat 110mm | 10 | Pieces | IDR | 10000 | 100000 | 2019-08-23 | FIP Engineering | Irwan Sopian | FIP Engineering | FIP-DOM-000-11304-OS00001-INA-000000 | PO Closed | GL1908051 | 2019-07-26 | - | -
191750302-5 | 191750302 - Approved | 5 | P-51902-00 | Saklar AC 13A 3 kaki | 1 | Pieces | IDR | 85000 | 85000 | 2019-08-23 | FIP Engineering | Irwan Sopian | FIP Engineering | FIP-DOM-000-11304-OS00001-INA-000000 | PO Closed | GL1908051 | 2019-07-26 | - | -
191750306-1 | 191750306 - Approved | 1 | O-52207-00 | Filling VFM100 - Laser Photoelectric Sensor Head LV-S62 Keyence | 1 | Pieces | IDR | 3533000 | 3533000 | 2019-08-30 | FIP Engineering | Irwan Sopian | FIP Engineering | FIP-DOM-000-11304-OS00001-INA-000000 | PO Closed | GL1908055 | 2019-07-29 | - | -
191750306-2 | 191750306 - Approved | 2 | O-52208-00 | Filling VFM100 - Laser Photoelectric Sensor (Amplifier) LV-N11CP Keyence | 1 | Pieces | IDR | 4400000 | 4400000 | 2019-08-30 | FIP Engineering | Irwan Sopian | FIP Engineering | FIP-DOM-000-11304-OS00001-INA-000000 | PO Closed | GL1908055 | 2019-07-29 | - | -
191750315-1 | 191750315 - Approved | 1 | O-16961-00 | FESTO - CRQS-1/8-6 p/n 162862 | 2 | Pieces | IDR | 317760 | 635520 | 2019-09-06 | FIP Engineering | Irwan Sopian | FIP Engineering | FIP-DOM-000-11304-OS00001-INA-000000 | PO Closed | GL1908053 | 2019-08-01 | - | -
191750315-2 | 191750315 - Approved | 2 | P-51889-00 | Autonics - Power Supply SPA-050-24VDC | 2 | Pieces | IDR | 508000 | 1016000 | 2019-09-06 | FIP Engineering | Irwan Sopian | FIP Engineering | FIP-DOM-000-11304-OS00001-INA-000000 | PO Closed | GL1908054 | 2019-08-01 | - | -
191750314-1 | 191750314 - Approved | 1 | O-51677-00 | Fork Sensor brand SICK type WFL80-60B416 Part No: 6036833 (Steriline No : 22179 ) SICK | 1 | Unit | IDR | 6200000 | 6200000 | 2019-09-27 | FIP Engineering | Irwan Sopian | FIP Engineering | FIP-DOM-000-11304-OS00001-INA-000000 | PO Closed | GL1908017 | 2019-08-01 | - | 2019-10-11
191750321-1 | 191750321 - Approved | 1 | P-53102-00 | Lampu PLC 13watt/E27 Putih Phillips | 10 | Pieces | IDR | 27000 | 270000 | 2019-08-30 | FIP Engineering | Irwan Sopian | FIP Engineering | FIP-DOM-000-11304-OS00001-INA-000000 | PO Closed | GL1908049 | 2019-08-02 | - | -
191750321-2 | 191750321 - Approved | 2 | P-51559-00 | Lampu T5 14watt Putih Phillips | 40 | Pack | IDR | 29700 | 1188000 | 2019-08-30 | FIP Engineering | Irwan Sopian | FIP Engineering | FIP-DOM-000-11304-OS00001-INA-000000 | PO Closed | GL1908049 | 2019-08-03 | - | -
191750321-3 | 191750321 - Approved | 3 | P-51560-00 | Lampu T5 28watt Putih Phillips | 40 | Pieces | IDR | 36000 | 1440000 | 2019-08-30 | FIP Engineering | Irwan Sopian | FIP Engineering | FIP-DOM-000-11304-OS00001-INA-000000 | PO Closed | GL1908049 | 2019-08-03 | - | -
201750003-1 | 201750003 - Approved | 1 | P-14456-00 | Filter IAF MBV Series (Medium Filter), efficiency : 80-85 %, Size: 12 x 24 x 12 inch; IAF; ; | 6 | Pieces | IDR | 540000 | 3240000 | 2020-02-07 | FIP Engineering | Irwan Sopian | FIP Engineering | FIP-DOM-000-11304-OS00001-INA-000000 | PO Closed | GL2001031 | 2020-01-03 | - | 2020-01-31
201750003-2 | 201750003 - Approved | 2 | P-14455-00 | Filter IAF MBV Series (Medium Filter), efficiency : 80-85 %, Size: 24 x 24 x 12 inch; IAF; ; | 10 | Pieces | IDR | 1600000 | 16000000 | 2020-02-07 | FIP Engineering | Irwan Sopian | FIP Engineering | FIP-DOM-000-11304-OS00001-INA-000000 | PO Closed | GL2001031 | 2020-01-03 | - | 2020-01-31
201750011-1 | 201750011 - Approved | 1 | O-16958-00 | Marchesini MA155 - Kit Filter Saturn Melter 100 Mesh P/n: 1028305 | 1 | Pieces | IDR | 1518400 | 1518400 | 2020-02-07 | FIP Engineering | Irwan Sopian | FIP Engineering | FIP-DOM-000-11304-OS00001-INA-000000 | PO Closed | GL2001030 | 2020-01-07 | - | 2020-02-07
201750011-2 | 201750011 - Approved | 2 | O-16959-00 | Marchesini MA155 - Kit Filter 200 Mesh Saturn M14 P/n: 1045520 | 1 | Pieces | IDR | 1445400 | 1445400 | 2020-02-07 | FIP Engineering | Irwan Sopian | FIP Engineering | FIP-DOM-000-11304-OS00001-INA-000000 | PO Closed | GL2001030 | 2020-01-07 | - | 2020-02-07
201750015-1 | 201750015 - Approved | 1 | T-20127-00 | High Pressure Motorized Valve Rebuild Kit Waters P/N : WAT045424 | 1 | Pieces | IDR | 4045500 | 4045500 | 2020-02-07 | FIP General | Irwan Sopian | FIP Engineering | FIP-DOM-ENG-51505-0000000-INA-000000 | PO Closed | GL2001018 | 2020-01-08 | - | 2020-02-07
201750015-2 | 201750015 - Approved | 2 | T-20540-00 | Kit,Housing,HPMV,Molded p/n: 700010588; Waters; ; | 1 | Pieces | IDR | 1174500 | 1174500 | 2020-02-07 | FIP General | Irwan Sopian | FIP Engineering | FIP-DOM-ENG-51505-0000000-INA-000000 | PO Closed | GL2001018 | 2020-01-08 | - | 2020-02-07
201750015-3 | 201750015 - Approved | 3 | T-20002-00 | Jasa Service dan Pemasangan Sparepart | 1 | Pieces | IDR | 1000000 | 1000000 | 2020-02-07 | FIP General | Irwan Sopian | FIP Engineering | FIP-DOM-ENG-51505-0000000-INA-000000 | PO Closed | GL2001018 | 2020-01-08 | - | 2020-02-07
201750014-1 | 201750014 - Approved | 1 | O-17242-00 | Belt HTD 720-5M-95mm + Lapisan Blue Sponge 6mm | 2 | Pieces | IDR | 2105000 | 4210000 | 2020-02-07 | FIP Engineering | Irwan Sopian | FIP Engineering | FIP-DOM-000-11304-OS00001-INA-000000 | PO Closed | GL2001036 | 2020-01-08 | - | 2020-02-10
201750013-1 | 201750013 - Approved | 1 | Q-10234-00 | Silicone Sealant N10 Grey | 8 | Pieces | IDR | 44100 | 352800 | 2020-01-31 | FIP Engineering | Irwan Sopian | FIP Engineering | FIP-DOM-000-11304-OS00001-INA-000000 | PO Closed | GL2001038 | 2020-01-08 | - | 2020-02-04
201750013-2 | 201750013 - Approved | 2 | Q-10232-00 | Silicone Sealant N10 White | 8 | Pieces | IDR | 44100 | 352800 | 2020-01-31 | FIP Engineering | Irwan Sopian | FIP Engineering | FIP-DOM-000-11304-OS00001-INA-000000 | PO Closed | GL2001038 | 2020-01-08 | - | 2020-02-04
201750013-3 | 201750013 - Approved | 3 | Q-10233-00 | Silicone Sealant N10 Clear | 4 | Pieces | IDR | 44100 | 176400 | 2020-01-31 | FIP Engineering | Irwan Sopian | FIP Engineering | FIP-DOM-000-11304-OS00001-INA-000000 | PO Closed | GL2001038 | 2020-01-08 | - | 2020-02-04
201750013-4 | 201750013 - Approved | 4 | Q-10817-00 | Door Closer Type: TS77 Hold Open DORMA | 2 | Pieces | IDR | 600000 | 1200000 | 2020-01-31 | FIP Engineering | Irwan Sopian | FIP Engineering | FIP-DOM-000-11304-OS00001-INA-000000 | PO Closed | GL2001038 | 2020-01-08 | - | 2020-02-04
201750013-5 | 201750013 - Approved | 5 | P-51027-00 | Isolasi Kabel SCOTCH super 33+ size: 19 mmx20x0.177 mm ( vinyl electric tape ) Black 3M | 5 | Pieces | IDR | 53000 | 265000 | 2020-01-31 | FIP Engineering | Irwan Sopian | FIP Engineering | FIP-DOM-000-11304-OS00001-INA-000000 | PO Closed | GL2001038 | 2020-01-08 | - | 2020-02-04
201750013-6 | 201750013 - Approved | 6 | P-53102-00 | Lampu PLC 13watt/E27 Putih Phillips | 10 | Pieces | IDR | 27000 | 270000 | 2020-01-31 | FIP Engineering | Irwan Sopian | FIP Engineering | FIP-DOM-000-11304-OS00001-INA-000000 | PO Closed | GL2001038 | 2020-01-08 | - | 2020-02-04
201750013-7 | 201750013 - Approved | 7 | O-15931-00 | Double Tape 3M 1" Merah; ; ; | 5 | Pieces | IDR | 112500 | 562500 | 2020-01-31 | FIP Engineering | Irwan Sopian | FIP Engineering | FIP-DOM-000-11304-OS00001-INA-000000 | PO Closed | GL2001038 | 2020-01-08 | - | 2020-02-04
201750018-1 | 201750018 - Approved | 1 | T-20123-00 | Acquity PDA/TUV 2489/2998 Perf Main Kit (lampu HPLC) Waters P/N 201000281 1 pc | 2 | Pieces | IDR | 10728198 | 21456396 | 2020-02-14 | FIP General | Irwan Sopian | FIP Engineering | FIP-DOM-ENG-51505-0000000-INA-000000 | PO Closed | GL2001023 | 2020-01-09 | - | 2020-01-31
201750016-1 | 201750016 - Approved | 1 | P-54094-00 | Hepa Filter - H14 ( 99.999% ) size: 610x610x70 mm Hencolin | 2 | Pieces | IDR | 1585000 | 3170000 | 2020-02-07 | FIP Engineering | Irwan Sopian | FIP Engineering | FIP-DOM-000-11304-OS00001-INA-000000 | PO Closed | GL2001033 | 2020-01-09 | - | 2020-02-07
201750013-8 | 201750013 - Approved | 8 | Q-10552-00 | Stiker Kaca Sandblast | 5 | Meter | IDR | 85000 | 425000 | 2020-01-31 | FIP General | Irwan Sopian | FIP Engineering | FIP-DOM-ENG-51502-0000000-INA-000000 | PO Closed | GL2001038 | 2020-01-09 | - | 2020-02-04
201750013-9 | 201750013 - Approved | 9 | P-14877-00 | Kabel NYYHY 3x2,5mm; ; ; | 50 | Meter | IDR | 18000 | 900000 | 2020-01-31 | FIP General | Irwan Sopian | FIP Engineering | FIP-DOM-ENG-51504-0000000-INA-000000 | PO Closed | GL2001038 | 2020-01-09 | - | 2020-02-04
201750013-10 | 201750013 - Approved | 10 | P-16970-00 | Terminal viking uk. 2,5 mm; ; ; | 12 | Pieces | IDR | 6500 | 78000 | 2020-01-31 | FIP General | Irwan Sopian | FIP Engineering | FIP-DOM-ENG-51404-0000000-INA-000000 | PO Closed | GL2001038 | 2020-01-09 | - | 2020-02-04
201750013-11 | 201750013 - Approved | 11 | P-51786-00 | Jumper Terminal viking uk. 2,5 mm; ; ; | 4 | Pieces | IDR | 27500 | 110000 | 2020-01-31 | FIP General | Irwan Sopian | FIP Engineering | FIP-DOM-ENG-51404-0000000-INA-000000 | PO Closed | GL2001038 | 2020-01-09 | - | 2020-02-04
201750020-1 | 201750020 - Approved | 1 | O-12734-00 | Tubing Polyurethane TU0805 Clear SMC Part No. X3 roll | 2 | Roll | IDR | 440000 | 880000 | 2020-02-07 | FIP General | Irwan Sopian | FIP Engineering | FIP-DOM-ENG-51404-0000000-INA-000000 | PO Closed | GL2001037 | 2020-01-10 | - | 2020-02-07
201750020-2 | 201750020 - Approved | 2 | O-12733-00 | Tubing Polyurethane TU1065 Clear SMC Part No. X3 roll | 2 | Roll | IDR | 660000 | 1320000 | 2020-02-07 | FIP General | Irwan Sopian | FIP Engineering | FIP-DOM-ENG-51404-0000000-INA-000000 | PO Closed | GL2001037 | 2020-01-10 | - | 2020-02-07
201750023-1 | 201750023 - Approved | 1 | S-60002-00 | Tray Perforated, Modifikasi Tray Existing dan Siku Penyangga & pen scrup | 1 | Lot | IDR | 5508000 | 5508000 | 2020-01-31 | FIP General | Irwan Sopian | FIP Engineering | FIP-DOM-ENG-51508-0000000-INA-000000 | PO Closed | GL2001017 | 2020-01-15 | - | 2020-02-07
201750022-1 | 201750022 - Approved | 1 | P-17252-00 | Clamp Holder Pipa SS304 2 Inch | 2 | Pieces | IDR | 130000 | 260000 | 2020-02-07 | FIP General | Irwan Sopian | FIP Engineering | FIP-DOM-ENG-51504-0000000-INA-000000 | PO Closed | GL2001040 | 2020-01-15 | - | 2020-02-07
201750022-2 | 201750022 - Approved | 2 | P-17253-00 | Hose Yee Joint Kuningan 1/2 inch | 1 | Pieces | IDR | 30000 | 30000 | 2020-02-07 | FIP General | Irwan Sopian | FIP Engineering | FIP-DOM-ENG-51504-0000000-INA-000000 | PO Closed | GL2001040 | 2020-01-15 | - | 2020-02-07
201750022-3 | 201750022 - Approved | 3 | P-17255-00 | Nepple Hose SS304 1/2 Inch | 3 | Pieces | IDR | 25000 | 75000 | 2020-02-07 | FIP General | Irwan Sopian | FIP Engineering | FIP-DOM-ENG-51504-0000000-INA-000000 | PO Closed | GL2001040 | 2020-01-15 | - | 2020-02-07
201750022-5 | 201750022 - Approved | 5 | P-10393-00 | Ball Valve SS 1/2" | 2 | Pieces | IDR | 210000 | 420000 | 2020-02-07 | FIP Engineering | Irwan Sopian | FIP Engineering | FIP-DOM-000-11304-OS00001-INA-000000 | PO Closed | GL2001040 | 2020-01-15 | - | 2020-02-07
201750022-6 | 201750022 - Approved | 6 | P-13646-00 | Selang Air 1/2 inch | 10 | Pieces | IDR | 11000 | 110000 | 2020-02-07 | FIP Engineering | Irwan Sopian | FIP Engineering | FIP-DOM-000-11304-OS00001-INA-000000 | PO Closed | GL2001040 | 2020-01-15 | - | 2020-02-07
201750022-7 | 201750022 - Approved | 7 | P-17051-00 | Threading Pipe SS304 1/2"; ; ; | 3 | Pieces | IDR | 30000 | 90000 | 2020-02-07 | FIP General | Irwan Sopian | FIP Engineering | FIP-DOM-ENG-51404-0000000-INA-000000 | PO Closed | GL2001040 | 2020-01-15 | - | 2020-02-07
201750022-9 | 201750022 - Approved | 9 | P-11886-00 | Baut SS L countersunk M 4x0.7x10mm + Mur | 30 | Pieces | IDR | 1000 | 30000 | 2020-02-07 | FIP Engineering | Irwan Sopian | FIP Engineering | FIP-DOM-000-11304-OS00001-INA-000000 | PO Closed | GL2001040 | 2020-01-15 | - | 2020-02-07
201750022-10 | 201750022 - Approved | 10 | P-50700-00 | Lampu TLD 36W/54 PHILIPS | 5 | Pieces | IDR | 19000 | 95000 | 2020-02-07 | FIP Engineering | Irwan Sopian | FIP Engineering | FIP-DOM-000-11304-OS00001-INA-000000 | PO Closed | GL2001040 | 2020-01-15 | - | 2020-02-07
201750022-11 | 201750022 - Approved | 11 | P-17254-00 | Sock Drat dalam SS 304 1/2 Inch | 3 | Pieces | IDR | 25000 | 75000 | 2020-02-07 | FIP General | Irwan Sopian | FIP Engineering | FIP-DOM-ENG-51504-0000000-INA-000000 | PO Closed | GL2001040 | 2020-01-15 | - | 2020-02-07
201750026-1 | 201750026 - Approved | 1 | P-13060-00 | Roda Caster Dia : 6" Swivel Flange | 1 | Pieces | IDR | 980000 | 980000 | 2020-02-21 | FIP Engineering | Irwan Sopian | FIP Engineering | FIP-DOM-000-11304-OS00001-INA-000000 | PO Closed | GL2002033 | 2020-01-17 | - | 2020-02-28
201750024-1 | 201750024 - Approved | 1 | P-15002-00 | Room Air Temp. dan RH Sensor, P/N. QFA2060D; ; ; | 2 | Unit | IDR | 5310000 | 10620000 | 2020-02-21 | FIP Engineering | Irwan Sopian | FIP Engineering | FIP-DOM-000-11304-OS00001-INA-000000 | PO Closed | GL2001039 | 2020-01-17 | - | 2020-02-21
201750027-1 | 201750027 - Approved | 1 | T-20002-00 | Perbaikan HPLC 3 Alliance (M16SM4150A) | 1 | Pieces | IDR | 1000000 | 1000000 | 2020-02-07 | FIP General | Irwan Sopian | FIP Engineering | FIP-DOM-ENG-51505-0000000-INA-000000 | PO Closed | GL2001032 | 2020-01-18 | - | 2020-01-31
201750031-1 | 201750031 - Approved | 1 | O-52271-00 | Freeze Dryer MBE1207 - Flow Switch SMC Part No. IFW550-N04-00 | 2 | Pieces | IDR | 1898000 | 3796000 | 2020-02-21 | FIP Engineering | Irwan Sopian | FIP Engineering | FIP-DOM-000-11304-OS00001-INA-000000 | PO Closed | GL2002020 | 2020-01-22 | - | 2020-02-21
201750033-1 | 201750033 - Approved | 1 | P-17260-00 | Oil seal G.14x20x3 mm | 5 | Pieces | IDR | 25000 | 125000 | 2020-02-14 | FIP Engineering | Irwan Sopian | FIP Engineering | FIP-DOM-000-11304-OS00001-INA-000000 | PO Closed | GL2002017 | 2020-01-24 | - | 2020-02-21
201750033-2 | 201750033 - Approved | 2 | P-17273-00 | Oring Epdm 9x5x2 mm | 20 | Pieces | IDR | 25000 | 500000 | 2020-02-14 | FIP Engineering | Irwan Sopian | FIP Engineering | FIP-DOM-000-11304-OS00001-INA-000000 | PO Closed | GL2002017 | 2020-01-24 | - | 2020-02-21
201750033-3 | 201750033 - Approved | 3 | P-17272-00 | Oring Epdm 9x4x2,5 mm; ; ; | 20 | Pieces | IDR | 27500 | 550000 | 2020-02-14 | FIP Engineering | Irwan Sopian | FIP Engineering | FIP-DOM-000-11304-OS00001-INA-000000 | PO Closed | GL2002017 | 2020-01-24 | - | 2020-02-21
201750033-4 | 201750033 - Approved | 4 | O-17209-00 | Oring Silicone Merah 20 x 15.5 x 2 mm | 10 | Pieces | IDR | 22500 | 225000 | 2020-02-14 | FIP Engineering | Irwan Sopian | FIP Engineering | FIP-DOM-000-11304-OS00001-INA-000000 | PO Closed | GL2002017 | 2020-01-24 | - | 2020-02-21
201750026-2 | 201750026 - Approved | 2 | P-11350-00 | Roda Caster Supo Dia : 4" ( 100 x 38 mm ) Swivel Flange / Without Breake | 1 | Pieces | IDR | 200000 | 200000 | 2020-02-21 | FIP Engineering | Irwan Sopian | FIP Engineering | FIP-DOM-000-11304-OS00001-INA-000000 | PO Closed | GL2002033 | 2020-01-24 | - | 2020-02-28
201750034-1 | 201750034 - Approved | 1 | O-14594-00 | Kit, membrane ozone 6510; ; ; | 1 | Unit | IDR | 10323650 | 10323650 | 2020-02-21 | FIP Engineering | Irwan Sopian | FIP Engineering | FIP-DOM-000-11304-OS00001-INA-000000 | PO Closed | GL2002022 | 2020-01-27 | - | 2020-04-10
201750034-2 | 201750034 - Approved | 2 | P-15905-00 | Filter Catridge Type: TefTEC Series P/N : TefTEC 0.2 - 10 P7S Lenght : 10 Inch O-Ring : 226 Fin | 1 | Unit | IDR | 3575000 | 3575000 | 2020-02-21 | FIP Engineering | Irwan Sopian | FIP Engineering | FIP-DOM-000-11304-OS00001-INA-000000 | PO Closed | GL2002032 | 2020-01-27 | - | 2020-02-28
201750035-1 | 201750035 - Approved | 1 | O-52317-00 | Safety Relay F3SP-U3P-TGR Omron | 1 | Pieces | IDR | 3933000 | 3933000 | 2020-02-28 | FIP Engineering | Irwan Sopian | FIP Engineering | FIP-DOM-000-11304-OS00001-INA-000000 | PO Closed | GL2002038 | 2020-01-28 | - | 2020-05-29
201750026-3 | 201750026 - Approved | 3 | P-13383-00 | Silicone Sealant High Temp Red | 5 | Pieces | IDR | 26000 | 130000 | 2020-02-21 | FIP Engineering | Irwan Sopian | FIP Engineering | FIP-DOM-000-11304-OS00001-INA-000000 | PO Closed | GL2002033 | 2020-01-29 | - | 2020-02-28
201750026-4 | 201750026 - Approved | 4 | P-51741-00 | Lampu Phillips PHP LED 710 7w E27 White 220-240v | 10 | Pieces | IDR | 31000 | 310000 | 2020-02-21 | FIP Engineering | Irwan Sopian | FIP Engineering | FIP-DOM-000-11304-OS00001-INA-000000 | PO Closed | GL2002033 | 2020-01-29 | - | 2020-02-28
201750026-5 | 201750026 - Approved | 5 | Q-60003-00 | Plakband Kertas | 10 | Roll | IDR | 6000 | 60000 | 2020-02-21 | FIP Engineering | Irwan Sopian | FIP Engineering | FIP-DOM-000-11304-OS00001-INA-000000 | PO Closed | GL2002033 | 2020-01-29 | - | 2020-02-28
201750026-6 | 201750026 - Approved | 6 | P-53104-00 | Fitting Keramik Lampu Mercury SON-T 70W PHILIPS | 5 | Pieces | IDR | 25000 | 125000 | 2020-02-28 | FIP Engineering | Irwan Sopian | FIP Engineering | FIP-DOM-000-11304-OS00001-INA-000000 | PO Closed | GL2002033 | 2020-01-29 | - | 2020-02-28
201750026-7 | 201750026 - Approved | 7 | O-17243-00 | Selang Flexible Vaccum 40 mm | 1 | Meter | IDR | 220000 | 220000 | 2020-02-21 | FIP Engineering | Irwan Sopian | FIP Engineering | FIP-DOM-000-11304-OS00001-INA-000000 | PO Closed | GL2002033 | 2020-01-29 | - | 2020-02-28
201750026-8 | 201750026 - Approved | 8 | P-16992-00 | Elbow SS304 SCH 10x1/2 inch | 4 | Pieces | IDR | 45000 | 180000 | 2020-02-21 | FIP General | Irwan Sopian | FIP Engineering | FIP-DOM-ENG-51502-0000000-INA-000000 | PO Closed | GL2002033 | 2020-01-29 | - | 2020-02-28
201750026-9 | 201750026 - Approved | 9 | P-12455-00 | KITZ - Gate Valve dia 1inch | 2 | Pieces | IDR | 200000 | 400000 | 2020-02-21 | FIP Engineering | Irwan Sopian | FIP Engineering | FIP-DOM-000-11304-OS00001-INA-000000 | PO Closed | GL2002033 | 2020-01-29 | - | 2020-02-28
201750043-1 | 201750043 - Approved | 1 | O-52313-00 | Selenoid Valve VZWD-L-M22C-M-G14-10-V-1P4-50 Festo P/n: 1491828 | 1 | Pieces | IDR | 745574 | 745574 | 2020-03-06 | FIP Engineering | Irwan Sopian | FIP Engineering | FIP-DOM-000-11304-OS00001-INA-000000 | PO Closed | GL2002019 | 2020-02-04 | - | 2020-03-06
201750043-2 | 201750043 - Approved | 2 | O-17279-00 | Compact Cylinder ADVULQ-20-110-P-A Festo P/n: 156102 | 1 | Pieces | IDR | 1965452 | 1965452 | 2020-03-06 | FIP Engineering | Irwan Sopian | FIP Engineering | FIP-DOM-000-11304-OS00001-INA-000000 | PO Closed | GL2002019 | 2020-02-04 | - | 2020-03-06
201750043-3 | 201750043 - Approved | 3 | O-52314-00 | Selenoid Valve VSNC-FC-M52-MD-G14-F8-1B2 Festo P/n: 577295 | 1 | Pieces | IDR | 1138487 | 1138487 | 2020-03-06 | FIP Engineering | Irwan Sopian | FIP Engineering | FIP-DOM-000-11304-OS00001-INA-000000 | PO Closed | GL2002019 | 2020-02-04 | - | 2020-03-06
201750053-1 | 201750053 - Approved | 1 | T-20447-00 | GC inlet seal, gold plated, with washer.; Agilent; Part No. 5188-5367; 1 pc per pack | 1 | Pack | IDR | 831874 | 831874 | 2020-02-28 | FIP General | Irwan Sopian | FIP Engineering | FIP-DOM-ENG-51505-0000000-INA-000000 | PO Closed | GL2001006 | 2020-02-05 | - | 2020-03-13
201750053-2 | 201750053 - Approved | 2 | T-21034-00 | Fused Silica Tubing, Prostell, Deactivated 5M, 0.53mm, 0.67mm od; Agilent; P/n: 160-4535-5; | 1 | Pieces | IDR | 3049725 | 3049725 | 2020-02-28 | FIP General | Irwan Sopian | FIP Engineering | FIP-DOM-ENG-51505-0000000-INA-000000 | PO Closed | GL2001006 | 2020-02-06 | - | 2020-03-13
201750058-1 | 201750058 - Approved | 1 | O-16033-00 | Isolator Gloves E10330 Y 7 E4 4156 Material : CSM Shape : E10 Size : 7 Thickness (mm) : 4/1 | 60 | Unit | EUR | 39.19 | 2351.4 | 2020-04-03 | FIP Engineering | Irwan Sopian | FIP Engineering | FIP-DOM-000-11304-OS00001-INA-000000 | PO Closed | GL2002026 | 2020-02-10 | - | 2021-01-30
201750058-2 | 201750058 - Approved | 2 | O-16032-00 | Sleeves M200/90 Y 550 E4 Bt5/5 BJ1643Material : CSM Shape : 200/90 Thickness (mm) : 4/10 Leng | 40 | Unit | EUR | 96.71 | 3868.4 | 2020-04-03 | FIP Engineering | Irwan Sopian | FIP Engineering | FIP-DOM-000-11304-OS00001-INA-000000 | PO Closed | GL2002026 | 2020-02-10 | - | 2020-07-30
201750058-3 | 201750058 - Approved | 3 | T-20135-00 | Sleeves Thickness(mm): 3/10 Length(mm) : 500 Dia.(mm) : 293,00 Plan Reference : FP no 42-PVC 0,3 TA; Piercan; M293/90 PVCTR E3 500; | 30 | Pieces | EUR | 61.8 | 1854 | 2020-04-03 | FIP Engineering | Irwan Sopian | FIP Engineering | FIP-DOM-000-11304-OS00001-INA-000000 | PO Closed | GL2002026 | 2020-02-10 | - | 2020-07-27
201750058-4 | 201750058 - Approved | 4 | O-16030-00 | 1292 Item Type : Dry box 97800 Y 8.5 E4 5 Material : CSM Shape : 97 Size : 8.5 | 10 | Unit | EUR | 123.63 | 1236.3 | 2020-04-03 | FIP Engineering | Irwan Sopian | FIP Engineering | FIP-DOM-000-11304-OS00001-INA-000000 | PO Closed | GL2002026 | 2020-02-10 | - | 2020-12-30
201750056-1 | 201750056 - Approved | 1 | O-16033-00 | Isolator Gloves E10330 Y 7 E4 4156 Material : CSM Shape : E10 Size : 7 Thickness (mm) : 4/1 | 10 | Unit | EUR | 156.16 | 1561.6 | 2020-03-06 | FIP Engineering | Irwan Sopian | FIP Engineering | FIP-DOM-000-11304-OS00001-INA-000000 | PO Closed | GL2002018 | 2020-02-10 | - | 2020-04-17
201750056-2 | 201750056 - Approved | 2 | O-16032-00 | Sleeves M200/90 Y 550 E4 Bt5/5 BJ1643Material : CSM Shape : 200/90 Thickness (mm) : 4/10 Leng | 5 | Unit | EUR | 322.56 | 1612.8 | 2020-03-06 | FIP Engineering | Irwan Sopian | FIP Engineering | FIP-DOM-000-11304-OS00001-INA-000000 | PO Closed | GL2002018 | 2020-02-10 | - | 2020-04-17
201750056-3 | 201750056 - Approved | 3 | S-44000-00 | Packing dan Other Charges | 75 | Lot | EUR | 1 | 75 | 2020-03-06 | FIP General | Irwan Sopian | FIP Engineering | FIP-DOM-ENG-51504-0000000-INA-000000 | PO Closed | GL2002018 | 2020-02-10 | - | 2020-04-17
201750060-1 | 201750060 - Approved | 1 | S-60002-00 | Perbaikan Chamber 1000L (Pengelasan,Vacum dan Test Commisioning) | 1 | Lot | IDR | 1000000 | 1000000 | 2020-02-28 | FIP General | Irwan Sopian | FIP Engineering | FIP-DOM-ENG-51508-0000000-INA-000000 | PO Closed | GL2002043 | 2020-02-11 | - | 2020-03-20
201750064-1 | 201750064 - Approved | 1 | O-17073-00 | Capping VCM200 - Plate P/n: 307790 | 10 | Pieces | IDR | 535000 | 5350000 | 2020-03-13 | FIP Engineering | Irwan Sopian | FIP Engineering | FIP-DOM-000-11304-OS00001-INA-000000 | PO Closed | GL2002035 | 2020-02-13 | - | 2020-03-13
201750064-2 | 201750064 - Approved | 2 | O-17071-00 | Washing RAR4 - Pincers Jaws for Vial 6mL | 10 | Pieces | IDR | 159000 | 1590000 | 2020-03-13 | FIP Engineering | Irwan Sopian | FIP Engineering | FIP-DOM-000-11304-OS00001-INA-000000 | PO Closed | GL2002035 | 2020-02-13 | - | 2020-03-13
201750064-3 | 201750064 - Approved | 3 | O-17068-00 | Washing RAR4 - Pincers Jaws 4 Positions 10R Vial Neck d=15.5 | 10 | Pieces | IDR | 175000 | 1750000 | 2020-03-13 | FIP Engineering | Irwan Sopian | FIP Engineering | FIP-DOM-000-11304-OS00001-INA-000000 | PO Closed | GL2002035 | 2020-02-13 | - | 2020-03-13
201750064-4 | 201750064 - Approved | 4 | O-17069-00 | Washing RAR4 - Pincers Jaws for Vial 20mL & 25mL | 10 | Pieces | IDR | 185000 | 1850000 | 2020-03-13 | FIP Engineering | Irwan Sopian | FIP Engineering | FIP-DOM-000-11304-OS00001-INA-000000 | PO Closed | GL2002035 | 2020-02-13 | - | 2020-03-13
201750064-5 | 201750064 - Approved | 5 | O-17070-00 | Washing RAR4 - Pincers Jaws for Vial 50mL | 10 | Pieces | IDR | 215000 | 2150000 | 2020-03-13 | FIP Engineering | Irwan Sopian | FIP Engineering | FIP-DOM-000-11304-OS00001-INA-000000 | PO Closed | GL2002035 | 2020-02-13 | - | 2020-03-13
201750063-2 | 201750063 - Approved | 2 | O-17313-00 | Breathing Circuit Filter BB50T PALL | 50 | Pieces | IDR | 125000 | 6250000 | 2020-03-20 | FIP Engineering | Irwan Sopian | FIP Engineering | FIP-DOM-000-11304-OS00001-INA-000000 | PO Closed | GL2002036 | 2020-02-13 | - | 2020-07-03
201750062-1 | 201750062 - Approved | 1 | S-62036-00 | Refill Argon HP ARGON HP 6 m3 | 1 | Tube | IDR | 250000 | 250000 | 2020-02-27 | FIP General | Joko Nugroho | FIP Engineering | FIP-DOM-ENG-51404-0000000-INA-000000 | PO Closed | GL2004022 | 2020-02-13 | - | 2020-04-13
201750065-1 | 201750065 - Approved | 1 | S-60002-00 | Repair Motor Mixer WWTP | 1 | Lot | IDR | 990000 | 990000 | 2020-02-28 | FIP General | Irwan Sopian | FIP Engineering | FIP-DOM-ENG-51508-0000000-INA-000000 | PO Closed | GL2002040 | 2020-02-14 | - | 2020-03-03
201750065-2 | 201750065 - Approved | 2 | S-60002-00 | Repair Gerinda Tangan | 1 | Lot | IDR | 400000 | 400000 | 2020-02-28 | FIP General | Irwan Sopian | FIP Engineering | FIP-DOM-ENG-51508-0000000-INA-000000 | PO Closed | GL2002040 | 2020-02-14 | - | 2020-03-03
201750067-1 | 201750067 - Approved | 1 | O-15544-00 | BECKER VACUUM - Medical Bacterial Filter FM70 Conn: 1/2 inch | 1 | Pieces | IDR | 7507500 | 7507500 | 2020-03-27 | FIP Engineering | Irwan Sopian | FIP Engineering | FIP-DOM-000-11304-OS00001-INA-000000 | PO Closed | GL2003018 | 2020-02-19 | - | 2020-03-27
201750066-1 | 201750066 - Approved | 1 | P-13641-00 | Filter SO 5 micron 30 inch O-ring 222 Bayonet | 5 | Pieces | IDR | 1890000 | 9450000 | 2020-03-27 | FIP Engineering | Irwan Sopian | FIP Engineering | FIP-DOM-000-11304-OS00001-INA-000000 | PO Closed | GL2002039 | 2020-02-19 | - | 2020-04-09
201750073-2 | 201750073 - Approved | 2 | P-17323-00 | Plate Gasket 3233014146 Alfa Laval | 36 | Pieces | IDR | 584000 | 21024000 | 2020-03-27 | FIP General | Irwan Sopian | FIP Engineering | FIP-DOM-ENG-51504-0000000-INA-000000 | PO Closed | GL2003056 | 2020-02-25 | - | 2020-09-01
201750072-1 | 201750072 - Approved | 1 | P-10564-00 | Bearing 6000 2RS H SKF | 20 | Pieces | IDR | 30000 | 600000 | 2020-03-20 | FIP Engineering | Irwan Sopian | FIP Engineering | FIP-DOM-000-11304-OS00001-INA-000000 | PO Closed | GL2003015 | 2020-02-25 | - | 2020-03-20
201750072-2 | 201750072 - Approved | 2 | P-13389-00 | Scotch Brite 3M | 10 | Pieces | IDR | 13500 | 135000 | 2020-03-20 | FIP Engineering | Irwan Sopian | FIP Engineering | FIP-DOM-000-11304-OS00001-INA-000000 | PO Closed | GL2003016 | 2020-02-27 | - | 2020-03-20
201750072-3 | 201750072 - Approved | 3 | P-10945-00 | Insulation - Seal Tape onda | 10 | Pieces | IDR | 4000 | 40000 | 2020-03-20 | FIP Engineering | Irwan Sopian | FIP Engineering | FIP-DOM-000-11304-OS00001-INA-000000 | PO Closed | GL2003016 | 2020-02-27 | - | 2020-03-20
201750072-4 | 201750072 - Approved | 4 | O-11149-00 | Bearing 6202 ZZ | 5 | Pieces | IDR | 25000 | 125000 | 2020-03-20 | FIP Engineering | Irwan Sopian | FIP Engineering | FIP-DOM-000-11304-OS00001-INA-000000 | PO Closed | GL2003015 | 2020-02-27 | - | 2020-03-20
201750072-5 | 201750072 - Approved | 5 | O-11145-00 | Bearing 6201 2Z | 5 | Pieces | IDR | 23500 | 117500 | 2020-03-20 | FIP Engineering | Irwan Sopian | FIP Engineering | FIP-DOM-000-11304-OS00001-INA-000000 | PO Closed | GL2003015 | 2020-02-27 | - | 2020-03-20
201750079-1 | 201750079 - Approved | 1 | O-52326-00 | Marchesini MA155 - Power Supply cV5_DC A5E30947477-H3 Siemens | 2 | Pieces | IDR | 6858000 | 13716000 | 2020-03-31 | FIP Engineering | Irwan Sopian | FIP Engineering | FIP-DOM-000-11304-OS00001-INA-000000 | PO Closed | GL2003014 | 2020-02-28 | - | 2020-06-08
201750078-1 | 201750078 - Approved | 1 | S-60002-00 | Penggantian walpaper Ruang Ellion LT3 | 1 | Lot | IDR | 11756250 | 11756250 | 2020-03-13 | FIP General | Irwan Sopian | FIP Engineering | FIP-DOM-ENG-51508-0000000-INA-000000 | PO Closed | GL2003013 | 2020-02-28 | - | 2020-03-10
201750083-1 | 201750083 - Approved | 1 | O-52318-00 | Kabel pelangi 10 pin + socket | 1 | Pieces | IDR | 250000 | 250000 | 2020-03-27 | FIP Engineering | Irwan Sopian | FIP Engineering | FIP-DOM-000-11304-OS00001-INA-000000 | PO Closed | GL2003045 | 2020-03-02 | - | 2020-04-03
201750083-2 | 201750083 - Approved | 2 | P-51311-00 | Travo 5A Out : 12,18,24,32 VAC | 2 | Pieces | IDR | 225000 | 450000 | 2020-03-27 | FIP Engineering | Irwan Sopian | FIP Engineering | FIP-DOM-000-11304-OS00001-INA-000000 | PO Closed | GL2003045 | 2020-03-02 | - | 2020-04-03
201750091-1 | 201750091 - Approved | 1 | P-53173-00 | Ballast Electronic EB-C 214 TL5, 2x14W; Phillips; ; | 10 | Pieces | IDR | 115000 | 1150000 | 2020-03-27 | FIP Engineering | Irwan Sopian | FIP Engineering | FIP-DOM-000-11304-OS00001-INA-000000 | PO Closed | GL2003046 | 2020-03-03 | - | 2020-04-03
201750091-2 | 201750091 - Approved | 2 | P-53169-00 | Ballast Electronic EB-C 228 TL5, 2x28W; Phillips; ; | 10 | Pieces | IDR | 115000 | 1150000 | 2020-03-27 | FIP Engineering | Irwan Sopian | FIP Engineering | FIP-DOM-000-11304-OS00001-INA-000000 | PO Closed | GL2003046 | 2020-03-03 | - | 2020-04-03
201750091-3 | 201750091 - Approved | 3 | Q-10128-00 | Thinner Super End/Impala | 5 | Pieces | IDR | 29500 | 147500 | 2020-03-27 | FIP Engineering | Irwan Sopian | FIP Engineering | FIP-DOM-000-11304-OS00001-INA-000000 | PO Closed | GL2003046 | 2020-03-03 | - | 2020-04-03
201750091-4 | 201750091 - Approved | 4 | Q-60026-00 | Kuas Eterna 2" | 10 | Pieces | IDR | 4050 | 40500 | 2020-03-27 | FIP General | Irwan Sopian | FIP Engineering | FIP-DOM-ENG-51404-0000000-INA-000000 | PO Closed | GL2003046 | 2020-03-03 | - | 2020-04-03
201750091-5 | 201750091 - Approved | 5 | Q-10153-00 | Roller cat 110mm | 10 | Pieces | IDR | 3000 | 30000 | 2020-03-27 | FIP Engineering | Irwan Sopian | FIP Engineering | FIP-DOM-000-11304-OS00001-INA-000000 | PO Closed | GL2003046 | 2020-03-03 | - | 2020-04-03
201750083-3 | 201750083 - Approved | 3 | O-51687-00 | Relay OMRON G2A-432A-N DC + socket Omron | 2 | Set | IDR | 360000 | 720000 | 2020-03-27 | FIP Engineering | Irwan Sopian | FIP Engineering | FIP-DOM-000-11304-OS00001-INA-000000 | PO Closed | GL2003045 | 2020-03-03 | - | 2020-04-03
201750095-1 | 201750095 - Approved | 1 | P-50424-00 | Photo Sensor WF2 - 40B410 Sensick | 1 | Pieces | IDR | 2340000 | 2340000 | 2020-03-31 | FIP Engineering | Irwan Sopian | FIP Engineering | FIP-DOM-000-11304-OS00001-INA-000000 | PO Closed | GL2003036 | 2020-03-04 | - | 2020-03-13
201750091-6 | 201750091 - Approved | 6 | P-12418-00 | Hole saw u/ stainless stell dia 20 mm ex UNIKA | 1 | Pieces | IDR | 180000 | 180000 | 2020-03-27 | FIP General | Irwan Sopian | FIP Engineering | FIP-DOM-ENG-51504-0000000-INA-000000 | PO Closed | GL2003046 | 2020-03-05 | - | 2020-04-03
201750091-7 | 201750091 - Approved | 7 | P-10763-00 | Ferrule 1" SS 316L | 1 | Pieces | IDR | 230000 | 230000 | 2020-03-27 | FIP Engineering | Irwan Sopian | FIP Engineering | FIP-DOM-000-11304-OS00001-INA-000000 | PO Closed | GL2003046 | 2020-03-05 | - | 2020-04-03
201750091-8 | 201750091 - Approved | 8 | P-13725-00 | Quick Coupler 1/2 inch Male | 2 | Pieces | IDR | 100000 | 200000 | 2020-03-27 | FIP Engineering | Irwan Sopian | FIP Engineering | FIP-DOM-000-11304-OS00001-INA-000000 | PO Closed | GL2003046 | 2020-03-05 | - | 2020-04-03
201750104-1 | 201750104 - Approved | 1 | Q-10410-00 | Roll Epoxy dia. 9 | 1 | Pieces | IDR | 375000 | 375000 | 2020-04-10 | FIP General | Irwan Sopian | FIP Engineering | FIP-DOM-ENG-51502-0000000-INA-000000 | PO Closed | GL2004023 | 2020-03-09 | - | 2020-05-07
201750105-1 | 201750105 - Approved | 1 | P-51770-00 | Digital Thermostat Type RCF230D/L20V REGIN pc | 2 | Pieces | IDR | 1080000 | 2160000 | 2020-03-31 | FIP Engineering | Irwan Sopian | FIP Engineering | FIP-DOM-000-11304-OS00001-INA-000000 | PO Closed | GL2003055 | 2020-03-10 | - | 2020-05-26
201750105-2 | 201750105 - Approved | 2 | O-14360-00 | Membran Valve EPDM PTFE DN 40 p/n: 600 40M5E-221 Gemu | 2 | Pieces | IDR | 4500000 | 9000000 | 2020-03-31 | FIP Engineering | Irwan Sopian | FIP Engineering | FIP-DOM-000-11304-OS00001-INA-000000 | PO Closed | GL2003054 | 2020-03-10 | - | 2020-05-22
201750112-1 | 201750112 - Approved | 1 | P-17347-00 | Pre Filter G4 2m x 20m x 2mm | 1 | Pieces | IDR | 2145000 | 2145000 | 2020-04-17 | FIP Engineering | Irwan Sopian | FIP Engineering | FIP-DOM-000-11304-OS00001-INA-000000 | PO Closed | GL2004003 | 2020-03-17 | - | 2020-05-22
201750111-1 | 201750111 - Approved | 1 | P-17361-00 | Oring EPDM 15x9x3 mm | 10 | Pieces | IDR | 25000 | 250000 | 2020-04-03 | FIP Engineering | Irwan Sopian | FIP Engineering | FIP-DOM-000-11304-OS00001-INA-000000 | PO Closed | GL2004006 | 2020-03-17 | - | 2020-04-24
201750111-2 | 201750111 - Approved | 2 | P-17359-00 | Oring EPDM 29x22x3.5 mm | 10 | Pieces | IDR | 30000 | 300000 | 2020-04-03 | FIP Engineering | Irwan Sopian | FIP Engineering | FIP-DOM-000-11304-OS00001-INA-000000 | PO Closed | GL2004006 | 2020-03-17 | - | 2020-04-24
201750111-3 | 201750111 - Approved | 3 | P-17360-00 | Oring EPDM 22.5x15.5x3.5 mm | 10 | Pieces | IDR | 27500 | 275000 | 2020-04-03 | FIP Engineering | Irwan Sopian | FIP Engineering | FIP-DOM-000-11304-OS00001-INA-000000 | PO Closed | GL2004006 | 2020-03-17 | - | 2020-04-24
201750111-4 | 201750111 - Approved | 4 | P-17358-00 | Oring EPDM 41.5x35x3.5 mm | 10 | Pieces | IDR | 32500 | 325000 | 2020-04-03 | FIP Engineering | Irwan Sopian | FIP Engineering | FIP-DOM-000-11304-OS00001-INA-000000 | PO Closed | GL2004006 | 2020-03-17 | - | 2020-04-24
201750108-1 | 201750108 - Approved | 1 | P-54158-00 | Float Level Switch VSS-2FJ-S3-L900-FS40S-0 Flange 2 inch WINGEL | 1 | Unit | IDR | 5325000 | 5325000 | 2020-04-17 | FIP General | Irwan Sopian | FIP Engineering | FIP-DOM-ENG-51504-0000000-INA-000000 | PO Closed | GL2004004 | 2020-03-17 | - | 2020-04-10
201750108-2 | 201750108 - Approved | 2 | P-54159-00 | Digital Controller CU-3 WINGEL | 1 | Unit | IDR | 1540000 | 1540000 | 2020-04-17 | FIP General | Irwan Sopian | FIP Engineering | FIP-DOM-ENG-51504-0000000-INA-000000 | PO Closed | GL2004004 | 2020-03-17 | - | 2020-04-10
201750104-2 | 201750104 - Approved | 2 | Q-10621-00 | Kap Downlight 5inch Osiwa | 1 | Pieces | IDR | 75000 | 75000 | 2020-04-10 | FIP General | Irwan Sopian | FIP Engineering | FIP-DOM-ENG-51502-0000000-INA-000000 | PO Closed | GL2004023 | 2020-03-17 | - | 2020-05-07
201750104-3 | 201750104 - Approved | 3 | P-12801-00 | Sock Drat dalam PVC AW dia 1 1/2inch | 4 | Pieces | IDR | 12000 | 48000 | 2020-04-10 | FIP Engineering | Irwan Sopian | FIP Engineering | FIP-DOM-000-11304-OS00001-INA-000000 | PO Closed | GL2004023 | 2020-03-17 | - | 2020-05-01
201750104-4 | 201750104 - Approved | 4 | P-12808-00 | Sock Drat luar PVC AW dia 1 1/2inch | 4 | Pieces | IDR | 13000 | 52000 | 2020-04-10 | FIP Engineering | Irwan Sopian | FIP Engineering | FIP-DOM-000-11304-OS00001-INA-000000 | PO Closed | GL2004023 | 2020-03-17 | - | 2020-05-01
201750104-5 | 201750104 - Approved | 5 | P-10868-00 | Fitting PVC - Elbow PVC 4" Rucika AW | 2 | Pieces | IDR | 75000 | 150000 | 2020-04-10 | FIP Engineering | Irwan Sopian | FIP Engineering | FIP-DOM-000-11304-OS00001-INA-000000 | PO Closed | GL2004023 | 2020-03-17 | - | 2020-05-01
201750114-1 | 201750114 - Approved | 1 | P-14528-00 | Pressure Gauge 2,5 inch 0-10 Bar, Sanitary Diaphragm Seal; ; ; | 1 | Pieces | IDR | 4000000 | 4000000 | 2020-04-17 | FIP Engineering | Irwan Sopian | FIP Engineering | FIP-DOM-000-11304-OS00001-INA-000000 | PO Closed | GL2004005 | 2020-03-18 | - | 2020-04-24
201750113-1 | 201750113 - Approved | 1 | T-20123-00 | Acquity PDA/TUV 2489/2998 Perf Main Kit (lampu HPLC) Waters P/N 201000281 1 pc | 1 | Pieces | IDR | 11165000 | 11165000 | 2020-04-10 | FIP General | Irwan Sopian | FIP Engineering | FIP-DOM-ENG-51505-0000000-INA-000000 | PO Closed | GL2003101 | 2020-03-18 | - | 2020-04-17
201750113-2 | 201750113 - Approved | 2 | T-20136-00 | 2690 SEAL PACK REBUILD PKG Waters c/n WAT271019 | 1 | Pieces | IDR | 4915500 | 4915500 | 2020-04-10 | FIP General | Irwan Sopian | FIP Engineering | FIP-DOM-ENG-51505-0000000-INA-000000 | PO Closed | GL2003101 | 2020-03-18 | - | 2020-04-28
201750113-3 | 201750113 - Approved | 3 | T-20055-00 | PerformancePlus Check Valve Cartridge Waters p/n 700002399 | 1 | Pieces | IDR | 5814500 | 5814500 | 2020-04-10 | FIP General | Irwan Sopian | FIP Engineering | FIP-DOM-ENG-51505-0000000-INA-000000 | PO Closed | GL2003101 | 2020-03-18 | - | 2020-04-17
201750122-1 | 201750122 - Approved | 1 | P-51781-00 | Digital Temperature Switch Type : TS2-021 Voltage : 230 VAC Brand: Dwyer | 2 | Unit | IDR | 1581000 | 3162000 | 2020-04-17 | FIP Engineering | Irwan Sopian | FIP Engineering | FIP-DOM-000-11304-OS00001-INA-000000 | PO Closed | GL2004043 | 2020-03-26 | - | 2020-06-05
201750104-6 | 201750104 - Approved | 6 | P-51865-00 | Lampu LED Floodlight 50 watt | 1 | Pieces | IDR | 250000 | 250000 | 2020-04-10 | FIP Engineering | Irwan Sopian | FIP Engineering | FIP-DOM-000-11304-OS00001-INA-000000 | PO Closed | GL2004023 | 2020-03-26 | - | 2020-05-01
201750104-7 | 201750104 - Approved | 7 | P-12930-00 | V-trap PVC uk. 2inch | 2 | Pieces | IDR | 25000 | 50000 | 2020-04-10 | FIP Engineering | Irwan Sopian | FIP Engineering | FIP-DOM-000-11304-OS00001-INA-000000 | PO Closed | GL2004023 | 2020-03-26 | - | 2020-05-01
201750104-8 | 201750104 - Approved | 8 | P-12721-00 | Reducer PVC AW dia 2inch x 1 1/2inch | 2 | Pieces | IDR | 15500 | 31000 | 2020-04-10 | FIP Engineering | Irwan Sopian | FIP Engineering | FIP-DOM-000-11304-OS00001-INA-000000 | PO Closed | GL2004023 | 2020-03-26 | - | 2020-05-01
201750126-1 | 201750126 - Approved | 1 | Q-11000-00 | Pasang Dudukan Screen Proyektor Lt3 | 1 | Lot | IDR | 2437500 | 2437500 | 2020-04-17 | FIP General | Irwan Sopian | FIP Engineering | FIP-DOM-ENG-51502-0000000-INA-000000 | PO Closed | GL2004010 | 2020-03-27 | - | 2020-05-07
201750126-2 | 201750126 - Approved | 2 | Q-11000-00 | Penggantian Kaca RAW S&D 2 | 1 | Lot | IDR | 3750000 | 3750000 | 2020-04-17 | FIP General | Irwan Sopian | FIP Engineering | FIP-DOM-ENG-51502-0000000-INA-000000 | PO Closed | GL2004010 | 2020-03-27 | - | 2020-05-07
201750130-1 | 201750130 - Approved | 1 | P-14424-00 | Garam Kutreat RGN-9800F 25Kg/zak | 300 | Kilogram | IDR | 9500 | 2850000 | 2020-04-24 | FIP Engineering | Irwan Sopian | FIP Engineering | FIP-DOM-000-11304-OS00001-INA-000000 | PO Closed | GL2004041 | 2020-03-30 | - | 2020-05-01
201750128-1 | 201750128 - Approved | 1 | P-17368-00 | Gate valve 2 inch Flange JIS 10K | 2 | Pieces | IDR | 3200000 | 6400000 | 2020-04-24 | FIP Engineering | Irwan Sopian | FIP Engineering | FIP-DOM-000-11304-OS00001-INA-000000 | PO Closed | GL2004007 | 2020-03-30 | - | 2020-04-24
201750134-1 | 201750134 - Approved | 1 | Q-11000-00 | Jasa Perbaikan Gedung area Werehouse | 1 | Lot | IDR | 10800000 | 10800000 | 2020-05-12 | FIP General | Irwan Sopian | FIP Engineering | FIP-DOM-ENG-51502-0000000-INA-000000 | PO Closed | GL2004051 | 2020-03-31 | - | 2020-05-22
201750134-2 | 201750134 - Approved | 2 | Q-11000-00 | Perbaikan Lampu Logo Fonko SignAge | 1 | Lot | IDR | 1837500 | 1837500 | 2020-05-12 | FIP General | Irwan Sopian | FIP Engineering | FIP-DOM-ENG-51502-0000000-INA-000000 | PO Closed | GL2004051 | 2020-03-31 | - | 2020-05-22
201750133-1 | 201750133 - Approved | 1 | P-51559-00 | Lampu T5 14watt Putih Phillips | 40 | Pack | IDR | 29700 | 1188000 | 2020-04-24 | FIP Engineering | Irwan Sopian | FIP Engineering | FIP-DOM-000-11304-OS00001-INA-000000 | PO Closed | GL2004024 | 2020-03-31 | - | 2020-05-01
201750133-2 | 201750133 - Approved | 2 | P-51560-00 | Lampu T5 28watt Putih Phillips | 40 | Pieces | IDR | 36000 | 1440000 | 2020-04-24 | FIP Engineering | Irwan Sopian | FIP Engineering | FIP-DOM-000-11304-OS00001-INA-000000 | PO Closed | GL2004024 | 2020-03-31 | - | 2020-05-01
201750133-3 | 201750133 - Approved | 3 | Q-10249-00 | Lem Power Glue | 10 | Pieces | IDR | 4050 | 40500 | 2020-04-24 | FIP Engineering | Irwan Sopian | FIP Engineering | FIP-DOM-000-11304-OS00001-INA-000000 | PO Closed | GL2004024 | 2020-03-31 | - | 2020-05-01
201750133-4 | 201750133 - Approved | 4 | P-11694-00 | Mata Gerinda 4" | 2 | Pieces | IDR | 100000 | 200000 | 2020-04-24 | FIP General | Irwan Sopian | FIP Engineering | FIP-DOM-ENG-51404-0000000-INA-000000 | PO Closed | GL2004024 | 2020-03-31 | - | 2020-05-07
201750133-5 | 201750133 - Approved | 5 | Q-10305-00 | Raven Door Seal (balon) RP48 Brown/White 50mtr x 2 | 1 | Roll | IDR | 1111275 | 1111275 | 2020-04-24 | FIP General | Irwan Sopian | FIP Engineering | FIP-DOM-ENG-51502-0000000-INA-000000 | PO Closed | GL2004025 | 2020-03-31 | - | 2020-05-22
201750141-1 | 201750141 - Approved | 1 | Q-10234-00 | Silicone Sealant N10 Grey | 20 | Pieces | IDR | 44100 | 882000 | 2020-04-24 | FIP Engineering | Irwan Sopian | FIP Engineering | FIP-DOM-000-11304-OS00001-INA-000000 | PO Closed | GL2004032 | 2020-04-02 | - | 2020-05-08
201750141-2 | 201750141 - Approved | 2 | Q-10233-00 | Silicone Sealant N10 Clear | 5 | Pieces | IDR | 44100 | 220500 | 2020-04-24 | FIP Engineering | Irwan Sopian | FIP Engineering | FIP-DOM-000-11304-OS00001-INA-000000 | PO Closed | GL2004032 | 2020-04-02 | - | 2020-05-08
201750141-3 | 201750141 - Approved | 3 | Q-10232-00 | Silicone Sealant N10 White | 7 | Pieces | IDR | 44100 | 308700 | 2020-04-24 | FIP Engineering | Irwan Sopian | FIP Engineering | FIP-DOM-000-11304-OS00001-INA-000000 | PO Closed | GL2004032 | 2020-04-02 | - | 2020-05-08
201750138-1 | 201750138 - Approved | 1 | S-60002-00 | Jasa Perbaikan kebocoran pada koneksi ulir flaring N2 Generator dan pipa CA | 1 | Lot | IDR | 7420000 | 7420000 | 2020-05-15 | FIP General | Irwan Sopian | FIP Engineering | FIP-DOM-ENG-51508-0000000-INA-000000 | PO Closed | GL2006001 | 2020-04-02 | - | 2020-08-09
201750144-1 | 201750144 - Approved | 1 | P-60000-00 | Jasa Perbaikan dan Perawatan Mesin Utility (Khusus Jasa/Service) Lot | 1 | Lot | IDR | 1500000 | 1500000 | 2020-04-30 | FIP General | Irwan Sopian | FIP Engineering | FIP-DOM-ENG-51504-0000000-INA-000000 | PO Closed | GL2004046 | 2020-04-03 | - | 2020-04-30
201750143-1 | 201750143 - Approved | 1 | S-62032-00 | Refill Argon HP; Gas Content : 1,5 M3 ; Gas Purrity : 99,995%; Filling Pressure : 150 Bar; ; ; | 1 | Tube | IDR | 150000 | 150000 | 2020-04-13 | FIP General | Joko Nugroho | FIP Engineering | FIP-DOM-ENG-51404-0000000-INA-000000 | PO Closed | GL2005011 | 2020-04-03 | - | 2020-06-08
201750145-1 | 201750145 - Approved | 1 | P-53260-00 | Ballast P/N : 270104006 Hanovia | 1 | Pieces | IDR | 30822400 | 30822400 | 2020-05-22 | FIP General | Irwan Sopian | FIP Engineering | FIP-DOM-ENG-51504-0000000-INA-000000 | PO Closed | GL2004044 | 2020-04-04 | - | 2020-07-20
201750147-1 | 201750147 - Approved | 1 | P-51912-00 | Compressor CAJ4492Y | 1 | Unit | IDR | 3750000 | 3750000 | 2020-04-30 | FIP Engineering | Irwan Sopian | FIP Engineering | FIP-DOM-000-11304-OS00001-INA-000000 | PO Closed | GL2005006 | 2020-04-06 | - | 2020-05-29
201750147-2 | 201750147 - Approved | 2 | P-13745-00 | Filter Core Drier - D48 | 1 | Pieces | IDR | 250000 | 250000 | 2020-04-30 | FIP Engineering | Irwan Sopian | FIP Engineering | FIP-DOM-000-11304-OS00001-INA-000000 | PO Closed | GL2005006 | 2020-04-06 | - | 2020-05-29
201750147-3 | 201750147 - Approved | 3 | P-60000-00 | Jasa Intalasi Compressor dan Freon | 1 | Lot | IDR | 1250000 | 1250000 | 2020-04-30 | FIP General | Irwan Sopian | FIP Engineering | FIP-DOM-ENG-51504-0000000-INA-000000 | PO Closed | GL2005006 | 2020-04-06 | - | 2020-05-22
201750151-1 | 201750151 - Approved | 1 | O-16960-00 | Marchesini MA155 - Green HMP Liquid 5 liter P/n: 90090104 | 1 | Pieces | IDR | 2100000 | 2100000 | 2020-04-30 | FIP Engineering | Irwan Sopian | FIP Engineering | FIP-DOM-000-11304-OS00001-INA-000000 | PO Closed | GL2004042 | 2020-04-07 | - | 2020-04-30
201750154-1 | 201750154 - Approved | 1 | Q-11000-00 | Perbaikan dan Perapihan Sealant area Area Building dan Mesin area B, C dan D | 1 | Lot | IDR | 3790500 | 3790500 | 2020-04-24 | FIP General | Irwan Sopian | FIP Engineering | FIP-DOM-ENG-51502-0000000-INA-000000 | PO Closed | GL2004048 | 2020-04-08 | - | 2020-05-07
201750160-1 | 201750160 - Approved | 1 | Q-10805-00 | Multipox MX-98 White @ 20 KG PROPAN PAIL | 1 | Pail | IDR | 2912500 | 2912500 | 2020-04-30 | FIP Engineering | Irwan Sopian | FIP Engineering | FIP-DOM-000-11304-OS00001-INA-000000 | PO Closed | GL2004047 | 2020-04-09 | - | 2020-04-23
201750160-2 | 201750160 - Approved | 2 | Q-10128-00 | Thinner Super End/Impala | 10 | Pieces | IDR | 44375 | 443750 | 2020-04-30 | FIP Engineering | Irwan Sopian | FIP Engineering | FIP-DOM-000-11304-OS00001-INA-000000 | PO Closed | GL2004047 | 2020-04-09 | - | 2020-04-23
201750160-3 | 201750160 - Approved | 3 | Q-10154-00 | Roller cat 230mm | 4 | Pieces | IDR | 39375 | 157500 | 2020-04-30 | FIP Engineering | Irwan Sopian | FIP Engineering | FIP-DOM-000-11304-OS00001-INA-000000 | PO Closed | GL2004047 | 2020-04-09 | - | 2020-04-23
201750160-4 | 201750160 - Approved | 4 | Q-60003-00 | Plakband Kertas | 30 | Roll | IDR | 12500 | 375000 | 2020-04-30 | FIP Engineering | Irwan Sopian | FIP Engineering | FIP-DOM-000-11304-OS00001-INA-000000 | PO Closed | GL2004047 | 2020-04-09 | - | 2020-04-23
201750164-1 | 201750164 - Approved | 1 | P-12994-00 | Nippon Tape - ASF-110FR | 2 | Pieces | IDR | 925000 | 1850000 | 2020-04-30 | FIP Engineering | Irwan Sopian | FIP Engineering | FIP-DOM-000-11304-OS00001-INA-000000 | PO Closed | GL2005005 | 2020-04-13 | - | 2020-05-29
201750164-2 | 201750164 - Approved | 2 | P-15938-00 | Water Hardness Test Kit | 1 | Box | IDR | 330000 | 330000 | 2020-04-30 | FIP General | Irwan Sopian | FIP Engineering | FIP-DOM-ENG-51504-0000000-INA-000000 | PO Closed | GL2005005 | 2020-04-13 | - | 2020-05-22
201750164-3 | 201750164 - Approved | 3 | P-17389-00 | Kawat las SS316 dia 3.2 | 100 | Pieces | IDR | 20000 | 2000000 | 2020-04-30 | FIP Engineering | Irwan Sopian | FIP Engineering | FIP-DOM-000-11304-OS00001-INA-000000 | PO Closed | GL2005005 | 2020-04-13 | - | 2020-05-29
201750163-1 | 201750163 - Approved | 1 | P-17388-00 | Pressure Gauge Membrane Sanitary Conn. Ferrule 1.5 inch Center Back SS 316L 0 s/d 10 bar WIKA | 1 | Pieces | IDR | 5200000 | 5200000 | 2020-05-08 | FIP Engineering | Irwan Sopian | FIP Engineering | FIP-DOM-000-11304-OS00001-INA-000000 | PO Closed | GL2004045 | 2020-04-13 | - | 2020-05-08
201750168-1 | 201750168 - Approved | 1 | P-17390-00 | PALL - AB1PFR7PVH4, 0.2 um; ; ; | 1 | Pieces | IDR | 5780000 | 5780000 | 2020-05-22 | FIP Engineering | Irwan Sopian | FIP Engineering | FIP-DOM-000-11304-OS00001-INA-000000 | PO Closed | GL2005003 | 2020-04-14 | - | 2020-07-10
201750168-2 | 201750168 - Approved | 2 | O-12868-00 | PALL - AB05 PFR2 PVH4, 0.2 um | 1 | Pieces | IDR | 3850000 | 3850000 | 2020-05-22 | FIP Engineering | Irwan Sopian | FIP Engineering | FIP-DOM-000-11304-OS00001-INA-000000 | PO Closed | GL2005003 | 2020-04-14 | - | 2020-07-10
201750167-1 | 201750167 - Approved | 1 | P-17387-00 | Timming Belt 300L 025 Optibelt | 4 | Pieces | IDR | 25000 | 100000 | 2020-04-30 | FIP Engineering | Irwan Sopian | FIP Engineering | FIP-DOM-000-11304-OS00001-INA-000000 | PO Closed | GL2005004 | 2020-04-14 | - | 2020-05-22
201750167-2 | 201750167 - Approved | 2 | O-13617-00 | MARCHESINI MA 255 - Flat Belt 728x40x1 mm | 2 | Pieces | IDR | 252000 | 504000 | 2020-04-30 | FIP Engineering | Irwan Sopian | FIP Engineering | FIP-DOM-000-11304-OS00001-INA-000000 | PO Closed | GL2005002 | 2020-04-14 | - | 2020-05-29
201750169-1 | 201750169 - Approved | 1 | P-11817-00 | Acrylic tebal 3 mm ukr : 1220 x 2440 mm | 1 | Pieces | IDR | 843000 | 843000 | 2020-06-25 | FIP Engineering | Irwan Sopian | FIP Engineering | FIP-DOM-000-11304-OS00001-INA-000000 | PO Closed | GL2006016 | 2020-04-15 | - | 2020-06-25
201750169-2 | 201750169 - Approved | 2 | P-54174-00 | Switch Hub SF95D-16 Cisco | 1 | Pieces | IDR | 3500000 | 3500000 | 2020-06-25 | FIP Engineering | Irwan Sopian | FIP Engineering | FIP-DOM-000-11304-OS00001-INA-000000 | PO Closed | GL2006017 | 2020-04-15 | - | 2020-06-26
201750169-3 | 201750169 - Approved | 3 | P-12223-00 | FESTO - Blanking plug QSC-6H p/n 153268 | 20 | Pieces | IDR | 15574 | 311480 | 2020-06-25 | FIP Engineering | Irwan Sopian | FIP Engineering | FIP-DOM-000-11304-OS00001-INA-000000 | PO Closed | GL2006018 | 2020-04-15 | - | 2020-06-26
201750169-4 | 201750169 - Approved | 4 | P-15433-00 | Fitting KQ2E06-00A | 15 | Pieces | IDR | 53830 | 807450 | 2020-06-25 | FIP Engineering | Irwan Sopian | FIP Engineering | FIP-DOM-000-11304-OS00001-INA-000000 | PO Closed | GL2008025 | 2020-04-15 | - | 2020-09-18
201750169-5 | 201750169 - Approved | 5 | P-11871-00 | Baut SS countersunk M5x0.8x20 mm | 20 | Pieces | IDR | 2500 | 50000 | 2020-06-25 | FIP Engineering | Irwan Sopian | FIP Engineering | FIP-DOM-000-11304-OS00001-INA-000000 | PO Closed | GL2006017 | 2020-04-15 | - | 2020-06-26
201750172-1 | 201750172 - Approved | 1 | P-14457-00 | Filter IAF MBV Series (Medium Filter), efficiency : 90-95 %, Size: 24 x 24 x 12 inch; IAF; ; | 6 | Pieces | IDR | 1800000 | 10800000 | 2020-05-15 | FIP Engineering | Irwan Sopian | FIP Engineering | FIP-DOM-000-11304-OS00001-INA-000000 | PO Closed | GL2005010 | 2020-04-18 | - | 2020-06-04
201750172-2 | 201750172 - Approved | 2 | P-14458-00 | Filter IAF MBV Series (Medium Filter), efficiency : 90-95 %, Size: 12 x 24 x 12 inch; IAF; ; | 5 | Pieces | IDR | 1200000 | 6000000 | 2020-05-15 | FIP Engineering | Irwan Sopian | FIP Engineering | FIP-DOM-000-11304-OS00001-INA-000000 | PO Closed | GL2005010 | 2020-04-18 | - | 2020-06-04
201750174-1 | 201750174 - Approved | 1 | O-17420-00 | Diaphragm Silicone Platinum Cured NA25/26 NovaSeptic | 1 | Pieces | IDR | 1851000 | 1851000 | 2020-05-22 | FIP Engineering | Irwan Sopian | FIP Engineering | FIP-DOM-000-11304-OS00001-INA-000000 | PO Closed | GL2005027 | 2020-04-22 | - | 2020-07-31
201750181-1 | 201750181 - Approved | 1 | R-20002-00 | Hand Dryer TYC 322 W TOTO | 1 | Unit | IDR | 4810000 | 4810000 | 2020-05-15 | FIP General | Ronald Effendi | FIP Engineering | FIP-DOM-ENG-13405-EQNB203-INA-000000 | PO Closed | GL2005023 | 2020-04-24 | - | 2020-05-25
201750181-2 | 201750181 - Approved | 2 | R-20002-00 | Pekerjaan Pasang Wastafel baru diarea Gowning LT.3 dan Bongkar partisi area kantin | 1 | Unit | IDR | 7500000 | 7500000 | 2020-05-15 | FIP General | Ronald Effendi | FIP Engineering | FIP-DOM-ENG-13405-EQNB204-INA-000000 | PO Closed | GL2005012 | 2020-04-24 | - | 2020-05-22
201750184-1 | 201750184 - Approved | 1 | O-52355-00 | Solenoid Valve type 55B-24-PE-611JB MAC | 1 | Unit | IDR | 1670000 | 1670000 | 2020-05-29 | FIP Engineering | Irwan Sopian | FIP Engineering | FIP-DOM-000-11304-OS00001-INA-000000 | PO Closed | GL2005026 | 2020-04-28 | - | 2020-06-26
201750183-1 | 201750183 - Approved | 1 | O-60001-00 | Service Minicapt 100L | 1 | Lot | IDR | 3000000 | 3000000 | 2020-05-22 | FIP General | Irwan Sopian | FIP Engineering | FIP-DOM-ENG-51504-0000000-INA-000000 | PO Closed | GL2005001 | 2020-04-28 | - | 2020-05-22
201750181-3 | 201750181 - Approved | 3 | R-20002-00 | Wastafel LW 236 CJ TOTO + Accesories | 1 | Unit | IDR | 1540000 | 1540000 | 2020-05-15 | FIP General | Ronald Effendi | FIP Engineering | FIP-DOM-ENG-13405-EQNB204-INA-000000 | PO Closed | GL2005023 | 2020-04-28 | - | 2020-05-25
201750181-4 | 201750181 - Approved | 4 | R-20002-00 | Hand Soap ZYQ-138 380ML | 1 | Unit | IDR | 110000 | 110000 | 2020-05-15 | FIP General | Ronald Effendi | FIP Engineering | FIP-DOM-ENG-13405-EQNB204-INA-000000 | PO Closed | GL2005023 | 2020-04-28 | - | 2020-05-25
201750195-1 | 201750195 - Approved | 1 | P-51883-00 | Lampu LED Floodlight 100 watt | 3 | Pieces | IDR | 400000 | 1200000 | 2020-05-31 | FIP Engineering | Irwan Sopian | FIP Engineering | FIP-DOM-000-11304-OS00001-INA-000000 | PO Closed | GL2005024 | 2020-05-06 | - | 2020-06-08
201750195-2 | 201750195 - Approved | 2 | Q-10817-00 | Door Closer Type: TS77 Hold Open DORMA | 2 | Pieces | IDR | 600000 | 1200000 | 2020-05-31 | FIP Engineering | Irwan Sopian | FIP Engineering | FIP-DOM-000-11304-OS00001-INA-000000 | PO Closed | GL2005024 | 2020-05-06 | - | 2020-06-08
201750195-3 | 201750195 - Approved | 3 | P-14980-00 | Seal Ferrule Teflon 3/4 inch | 10 | Pieces | IDR | 53000 | 530000 | 2020-05-31 | FIP Engineering | Irwan Sopian | FIP Engineering | FIP-DOM-000-11304-OS00001-INA-000000 | PO Closed | GL2005024 | 2020-05-06 | - | 2020-06-08
201750195-4 | 201750195 - Approved | 4 | P-13389-00 | Scotch Brite 3M | 10 | Pieces | IDR | 13500 | 135000 | 2020-05-31 | FIP Engineering | Irwan Sopian | FIP Engineering | FIP-DOM-000-11304-OS00001-INA-000000 | PO Closed | GL2005024 | 2020-05-06 | - | 2020-06-08
201750195-5 | 201750195 - Approved | 5 | P-50325-00 | Limit Switch Z - 15GQ 22 - B 15 A / 125 / 250 VAC Highly | 3 | Pieces | IDR | 85000 | 255000 | 2020-05-31 | FIP Engineering | Irwan Sopian | FIP Engineering | FIP-DOM-000-11304-OS00001-INA-000000 | PO Closed | GL2005024 | 2020-05-06 | - | 2020-06-08
201750195-6 | 201750195 - Approved | 6 | P-50506-00 | Saklar Tunggal / 250 V / Clipsal | 4 | Pieces | IDR | 23000 | 92000 | 2020-05-31 | FIP Engineering | Irwan Sopian | FIP Engineering | FIP-DOM-000-11304-OS00001-INA-000000 | PO Closed | GL2005024 | 2020-05-06 | - | 2020-06-08
201750195-7 | 201750195 - Approved | 7 | P-50505-00 | Saklar Seri / 250 V / Clipsal | 4 | Pieces | IDR | 30000 | 120000 | 2020-05-31 | FIP Engineering | Irwan Sopian | FIP Engineering | FIP-DOM-000-11304-OS00001-INA-000000 | PO Closed | GL2005024 | 2020-05-06 | - | 2020-06-08
201750207-1 | 201750207 - Approved | 1 | P-12811-00 | Sock Drat luar PVC AW dia 1/2inch | 4 | Pieces | IDR | 3000 | 12000 | 2020-05-31 | FIP Engineering | Irwan Sopian | FIP Engineering | FIP-DOM-000-11304-OS00001-INA-000000 | PO Closed | GL2005030 | 2020-05-12 | - | 2020-06-05
201750207-2 | 201750207 - Approved | 2 | P-10859-00 | Fitting PVC - Elbow PVC 1/2" Rucika AW | 5 | Pieces | IDR | 3000 | 15000 | 2020-05-31 | FIP Engineering | Irwan Sopian | FIP Engineering | FIP-DOM-000-11304-OS00001-INA-000000 | PO Closed | GL2005030 | 2020-05-12 | - | 2020-06-05
201750207-3 | 201750207 - Approved | 3 | P-12750-00 | RUCIKA - Pipa PVC aw dia 1/2inch | 2 | Pieces | IDR | 43000 | 86000 | 2020-05-31 | FIP Engineering | Irwan Sopian | FIP Engineering | FIP-DOM-000-11304-OS00001-INA-000000 | PO Closed | GL2005030 | 2020-05-12 | - | 2020-06-05
201750207-4 | 201750207 - Approved | 4 | P-12819-00 | Sock PVC AW dia 1/2inch | 8 | Pieces | IDR | 3000 | 24000 | 2020-05-31 | FIP Engineering | Irwan Sopian | FIP Engineering | FIP-DOM-000-11304-OS00001-INA-000000 | PO Closed | GL2005030 | 2020-05-12 | - | 2020-06-05
201750207-5 | 201750207 - Approved | 5 | P-12470-00 | Lem PVC Isarplas 300 gr/kaleng | 1 | Pieces | IDR | 45000 | 45000 | 2020-05-31 | FIP Engineering | Irwan Sopian | FIP Engineering | FIP-DOM-000-11304-OS00001-INA-000000 | PO Closed | GL2005030 | 2020-05-12 | - | 2020-06-05
201750207-6 | 201750207 - Approved | 6 | P-52000-00 | Mata Solder | 2 | Pieces | IDR | 22500 | 45000 | 2020-05-31 | FIP Engineering | Irwan Sopian | FIP Engineering | FIP-DOM-000-11304-OS00001-INA-000000 | PO Closed | GL2005030 | 2020-05-12 | - | 2020-06-05
201750206-2 | 201750206 - Approved | 2 | Q-11000-00 | Perbaikan Lampu Warehouse 2 pc yang mati | 1 | Lot | IDR | 2134650 | 2134650 | 2020-06-30 | FIP General | Irwan Sopian | FIP Engineering | FIP-DOM-ENG-51502-0000000-INA-000000 | PO Closed | GL2006051 | 2020-05-12 | - | 2020-07-13
201750206-3 | 201750206 - Approved | 3 | Q-11000-00 | Perbaikan mesh protector burung yang sudah rapuh area Warehouse dan AHU Lt4 | 1 | Lot | IDR | 4785000 | 4785000 | 2020-06-30 | FIP General | Irwan Sopian | FIP Engineering | FIP-DOM-ENG-51502-0000000-INA-000000 | PO Closed | GL2006050 | 2020-05-12 | - | 2020-07-13
201750209-1 | 201750209 - Approved | 1 | O-16949-00 | Hepa Filter - H14 ( 99.999% ) size: 457x305x150 | 1 | Pieces | IDR | 1408000 | 1408000 | 2020-06-05 | FIP Engineering | Irwan Sopian | FIP Engineering | FIP-DOM-000-11304-OS00001-INA-000000 | PO Closed | GL2005029 | 2020-05-13 | - | 2020-06-19
201750208-1 | 201750208 - Approved | 1 | O-51000-00 | Colamark - Print Head for Part TTO Domino p/n EPP001359 SP | 1 | Pieces | IDR | 11200000 | 11200000 | 2020-05-31 | FIP General | Irwan Sopian | FIP Engineering | FIP-DOM-ENG-51504-0000000-INA-000000 | PO Closed | GL2005021 | 2020-05-13 | - | 2020-05-31
201750207-7 | 201750207 - Approved | 7 | O-51157-00 | Fuse Keramik 6A 10x38 | 5 | Pieces | IDR | 10000 | 50000 | 2020-05-31 | FIP Engineering | Irwan Sopian | FIP Engineering | FIP-DOM-000-11304-OS00001-INA-000000 | PO Closed | GL2005030 | 2020-05-13 | - | 2020-06-05
201750207-8 | 201750207 - Approved | 8 | P-14976-00 | Ball Valve PVC 1/2"; ; ; | 1 | Pieces | IDR | 23000 | 23000 | 2020-05-31 | FIP Engineering | Irwan Sopian | FIP Engineering | FIP-DOM-000-11304-OS00001-INA-000000 | PO Closed | GL2005030 | 2020-05-13 | - | 2020-06-05
201750210-1 | 201750210 - Approved | 1 | O-60001-00 | Pembuatan body hooper Mixing 60 | 1 | Lot | IDR | 3900000 | 3900000 | 2020-06-30 | FIP General | Irwan Sopian | FIP Engineering | FIP-DOM-ENG-51504-0000000-INA-000000 | PO Closed | GL2006013 | 2020-05-14 | - | 2020-08-09
201750217-1 | 201750217 - Approved | 1 | Q-11000-00 | Repair Kebocoran Area Warehouse | 1 | Lot | IDR | 6717750 | 6717750 | 2020-06-19 | FIP General | Irwan Sopian | FIP Engineering | FIP-DOM-ENG-51502-0000000-INA-000000 | PO Closed | GL2006021 | 2020-05-27 | - | 2020-06-26
201750221-1 | 201750221 - Approved | 1 | P-11968-00 | Berusynt FGH Spray H1 - Bechem | 2 | Pieces | IDR | 481000 | 962000 | 2020-06-26 | FIP Engineering | Irwan Sopian | FIP Engineering | FIP-DOM-000-11304-OS00001-INA-000000 | PO Closed | GL2006020 | 2020-05-29 | - | 2020-06-26
201750220-1 | 201750220 - Approved | 1 | P-10729-00 | Cleaner - Contact cleaner WD 40, 382 gr | 4 | Pieces | IDR | 72000 | 288000 | 2020-06-26 | FIP Engineering | Irwan Sopian | FIP Engineering | FIP-DOM-000-11304-OS00001-INA-000000 | PO Closed | GL2006014 | 2020-05-29 | - | 2020-06-26
201750220-2 | 201750220 - Approved | 2 | P-10726-00 | Cleaner - Contact Cleaner CRC CO 2016 500 ml | 4 | Pieces | IDR | 150000 | 600000 | 2020-06-26 | FIP Engineering | Irwan Sopian | FIP Engineering | FIP-DOM-000-11304-OS00001-INA-000000 | PO Closed | GL2006014 | 2020-05-29 | - | 2020-06-26
201750220-3 | 201750220 - Approved | 3 | P-11967-00 | Belt dressing GL-1033 GLOBAL | 2 | Pieces | IDR | 110000 | 220000 | 2020-06-26 | FIP Engineering | Irwan Sopian | FIP Engineering | FIP-DOM-000-11304-OS00001-INA-000000 | PO Closed | GL2006014 | 2020-05-29 | - | 2020-06-26
201750220-4 | 201750220 - Approved | 4 | P-51310-00 | Travo 3A 220V-24V | 2 | Pieces | IDR | 300000 | 600000 | 2020-06-26 | FIP Engineering | Irwan Sopian | FIP Engineering | FIP-DOM-000-11304-OS00001-INA-000000 | PO Closed | GL2006014 | 2020-05-29 | - | 2020-06-26
201750220-5 | 201750220 - Approved | 5 | P-50325-00 | Limit Switch Z - 15GQ 22 - B 15 A / 125 / 250 VAC Highly | 2 | Pieces | IDR | 190000 | 380000 | 2020-06-26 | FIP Engineering | Irwan Sopian | FIP Engineering | FIP-DOM-000-11304-OS00001-INA-000000 | PO Closed | GL2006014 | 2020-05-29 | - | 2020-06-26
201750219-1 | 201750219 - Approved | 1 | P-60000-00 | Perbaikan Chamber Cooling Cabinet 600L Retained Sample | 1 | Lot | IDR | 1500000 | 1500000 | 2020-06-26 | FIP General | Irwan Sopian | FIP Engineering | FIP-DOM-ENG-51504-0000000-INA-000000 | PO Closed | GL2006023 | 2020-05-29 | - | 2020-06-29
201750218-1 | 201750218 - Approved | 1 | T-20123-00 | Acquity PDA/TUV 2489/2998 Perf Main Kit (lampu HPLC) Waters P/N 201000281 1 pc | 2 | Pieces | IDR | 10728198 | 21456396 | 2020-06-30 | FIP General | Irwan Sopian | FIP Engineering | FIP-DOM-ENG-51505-0000000-INA-000000 | PO Closed | GL2006048 | 2020-05-29 | - | 2020-07-13
201750229-1 | 201750229 - Approved | 1 | O-51742-00 | SENSOR SUHU 2 x PT100 (DUPLEX), Jumo type 902810/13 Dia probe 6 mm, probe lenght 150 mm, conection threaded dia 29,1 mm. range temp. -15 ~ 150 oC. | 1 | Unit | IDR | 5750000 | 5750000 | 2020-07-17 | FIP Engineering | Irwan Sopian | FIP Engineering | FIP-DOM-000-11304-OS00001-INA-000000 | PO Closed | GL2006035 | 2020-06-04 | - | 2020-08-30
201750227-1 | 201750227 - Approved | 1 | O-16033-00 | Isolator Gloves E10330 Y 7 E4 4156 Material : CSM Shape : E10 Size : 7 Thickness (mm) : 4/1 | 12 | Unit | EUR | 78.08 | 936.96 | 2020-07-10 | FIP Engineering | Irwan Sopian | FIP Engineering | FIP-DOM-000-11304-OS00001-INA-000000 | PO Closed | GL2006043 | 2020-06-04 | - | 2020-08-20
201750227-2 | 201750227 - Approved | 2 | S-44000-00 | Packing | 1 | Lot | EUR | 55 | 55 | 2020-07-10 | FIP General | Irwan Sopian | FIP Engineering | FIP-DOM-ENG-51504-0000000-INA-000000 | PO Closed | GL2006043 | 2020-06-04 | - | 2020-08-20
201750227-3 | 201750227 - Approved | 3 | S-44000-00 | Delivery | 1 | Lot | EUR | 355 | 355 | 2020-07-10 | FIP General | Irwan Sopian | FIP Engineering | FIP-DOM-ENG-51504-0000000-INA-000000 | PO Closed | GL2006043 | 2020-06-04 | - | 2020-08-20
201750226-1 | 201750226 - Approved | 1 | P-60000-00 | Repair Blower Exhaust Kantin | 1 | Lot | IDR | 700000 | 700000 | 2020-06-30 | FIP General | Irwan Sopian | FIP Engineering | FIP-DOM-ENG-51504-0000000-INA-000000 | PO Closed | GL2006040 | 2020-06-04 | - | 2020-07-05
201750225-1 | 201750225 - Approved | 1 | P-10017-00 | Pre Filter G4 size : 24X24X2 | 30 | Unit | IDR | 120000 | 3600000 | 2020-06-30 | FIP Engineering | Irwan Sopian | FIP Engineering | FIP-DOM-000-11304-OS00001-INA-000000 | PO Closed | GL2006038 | 2020-06-04 | - | 2020-07-10
201750225-2 | 201750225 - Approved | 2 | P-10019-00 | Pre Filter G4 size : 12X24X2 | 10 | Unit | IDR | 80000 | 800000 | 2020-06-30 | FIP Engineering | Irwan Sopian | FIP Engineering | FIP-DOM-000-11304-OS00001-INA-000000 | PO Closed | GL2006038 | 2020-06-04 | - | 2020-07-10
201750244-1 | 201750244 - Approved | 1 | P-15351-00 | FESTO - Plastic tubing PUN-10x1,5-BL (Blue) p/n 159668; ; ; | 50 | Pieces | IDR | 34823 | 1741150 | 2020-07-03 | FIP Engineering | Irwan Sopian | FIP Engineering | FIP-DOM-000-11304-OS00001-INA-000000 | PO Closed | GL2006036 | 2020-06-10 | - | 2020-07-03
201750244-2 | 201750244 - Approved | 2 | P-12258-00 | FESTO - Push In Connector QS-10-10 | 12 | Pieces | IDR | 64221 | 770652 | 2020-07-03 | FIP Engineering | Irwan Sopian | FIP Engineering | FIP-DOM-000-11304-OS00001-INA-000000 | PO Closed | GL2006041 | 2020-06-10 | - | 2020-07-03
201750244-3 | 201750244 - Approved | 3 | O-54013-00 | SOCKET RJ 45 | 20 | Pieces | IDR | 1500 | 30000 | 2020-07-03 | FIP Engineering | Irwan Sopian | FIP Engineering | FIP-DOM-000-11304-OS00001-INA-000000 | PO Closed | GL2006036 | 2020-06-10 | - | 2020-07-03
201750242-1 | 201750242 - Approved | 1 | Q-10623-00 | Engsel Spring SS304 4x3x3ml Dekson | 2 | Pieces | IDR | 325000 | 650000 | 2020-07-10 | FIP Engineering | Irwan Sopian | FIP Engineering | FIP-DOM-000-11304-OS00001-INA-000000 | PO Closed | GL2007002 | 2020-06-10 | - | 2020-07-10
201750242-2 | 201750242 - Approved | 2 | Q-60067-00 | Cat Pilox 124 - Silver | 6 | Can | IDR | 33000 | 198000 | 2020-07-10 | FIP Engineering | Irwan Sopian | FIP Engineering | FIP-DOM-000-11304-OS00001-INA-000000 | PO Closed | GL2007002 | 2020-06-10 | - | 2020-07-10
201750242-3 | 201750242 - Approved | 3 | Q-10475-00 | Cat Tembok | 3 | Can | IDR | 277500 | 832500 | 2020-07-10 | FIP General | Irwan Sopian | FIP Engineering | FIP-DOM-ENG-51502-0000000-INA-000000 | PO Closed | GL2007005 | 2020-06-10 | - | 2020-07-12
201750242-4 | 201750242 - Approved | 4 | P-52110-00 | CAPACITOR 5 uF, 500 V, 50/60 Hz; ; ; | 10 | Pieces | IDR | 20000 | 200000 | 2020-07-10 | FIP Engineering | Irwan Sopian | FIP Engineering | FIP-DOM-000-11304-OS00001-INA-000000 | PO Closed | GL2007004 | 2020-06-10 | - | 2020-07-18
201750242-5 | 201750242 - Approved | 5 | O-15931-00 | Double Tape 3M 1" Merah; ; ; | 5 | Pieces | IDR | 112500 | 562500 | 2020-07-10 | FIP Engineering | Irwan Sopian | FIP Engineering | FIP-DOM-000-11304-OS00001-INA-000000 | PO Closed | GL2007004 | 2020-06-10 | - | 2020-07-18
201750242-6 | 201750242 - Approved | 6 | P-53102-00 | Lampu PLC 13watt/E27 Putih Phillips | 15 | Pieces | IDR | 27000 | 405000 | 2020-07-10 | FIP Engineering | Irwan Sopian | FIP Engineering | FIP-DOM-000-11304-OS00001-INA-000000 | PO Closed | GL2007004 | 2020-06-10 | - | 2020-07-18
201750251-1 | 201750251 - Approved | 1 | P-12983-00 | Helicoil dia. M6x6mm | 10 | Pieces | IDR | 18600 | 186000 | 2020-07-10 | FIP Engineering | Irwan Sopian | FIP Engineering | FIP-DOM-000-11304-OS00001-INA-000000 | PO Closed | GL2007016 | 2020-06-12 | - | 2020-07-27
201750251-2 | 201750251 - Approved | 2 | P-15880-00 | Keramik Argon No. 5 | 5 | Pieces | IDR | 15000 | 75000 | 2020-07-10 | FIP General | Irwan Sopian | FIP Engineering | FIP-DOM-ENG-51404-0000000-INA-000000 | PO Closed | GL2007016 | 2020-06-12 | - | 2020-07-27
201750251-3 | 201750251 - Approved | 3 | P-13423-00 | Tig Torch Short Back Cap WP9/20 Size : Short | 4 | Pieces | IDR | 30000 | 120000 | 2020-07-10 | FIP General | Irwan Sopian | FIP Engineering | FIP-DOM-ENG-51404-0000000-INA-000000 | PO Closed | GL2007016 | 2020-06-12 | - | 2020-07-27
201750251-4 | 201750251 - Approved | 4 | P-13422-00 | Tig Torch Medium Back Cap WP 9/20 Size : Medium | 4 | Pieces | IDR | 33000 | 132000 | 2020-07-10 | FIP General | Irwan Sopian | FIP Engineering | FIP-DOM-ENG-51404-0000000-INA-000000 | PO Closed | GL2007016 | 2020-06-12 | - | 2020-07-27
201750251-5 | 201750251 - Approved | 5 | P-12920-00 | Tungsten Electrodes dia 1.6 mm | 1 | Pieces | IDR | 175000 | 175000 | 2020-07-10 | FIP Engineering | Irwan Sopian | FIP Engineering | FIP-DOM-000-11304-OS00001-INA-000000 | PO Closed | GL2007016 | 2020-06-12 | - | 2020-07-27
201750251-6 | 201750251 - Approved | 6 | P-12984-00 | Helicoil dia. M8x5mm | 10 | Pieces | IDR | 23500 | 235000 | 2020-07-10 | FIP General | Irwan Sopian | FIP Engineering | FIP-DOM-ENG-51504-0000000-INA-000000 | PO Closed | GL2007016 | 2020-06-12 | - | 2020-07-27
201750251-7 | 201750251 - Approved | 7 | P-13445-00 | Plat Stainless Steel 304 | 1 | Meter | IDR | 1950000 | 1950000 | 2020-07-10 | FIP Engineering | Irwan Sopian | FIP Engineering | FIP-DOM-000-11304-OS00001-INA-000000 | PO Closed | GL2007016 | 2020-06-12 | - | 2020-08-12
201750250-1 | 201750250 - Approved | 1 | P-17452-00 | Ac Reflector Acrilik 1/2 - 1 PK | 2 | Pieces | IDR | 215000 | 430000 | 2020-07-10 | FIP General | Irwan Sopian | FIP Engineering | FIP-DOM-ENG-51504-0000000-INA-000000 | PO Closed | GL2006044 | 2020-06-12 | - | 2020-07-06
201750250-2 | 201750250 - Approved | 2 | P-52359-00 | PH Controller Industrial ORP Meter Monitor Digital | 1 | Pieces | IDR | 2225000 | 2225000 | 2020-07-10 | FIP General | Irwan Sopian | FIP Engineering | FIP-DOM-ENG-51504-0000000-INA-000000 | PO Closed | GL2006044 | 2020-06-12 | - | 2020-07-06
201750249-1 | 201750249 - Approved | 1 | P-17449-00 | Box Panel SS304 20 x 20 x 15 cm | 4 | Pieces | IDR | 800000 | 3200000 | 2020-07-03 | FIP General | Irwan Sopian | FIP Engineering | FIP-DOM-ENG-51504-0000000-INA-000000 | PO Closed | GL2006053 | 2020-06-12 | - | 2020-07-17
201750249-2 | 201750249 - Approved | 2 | P-14977-00 | Pipa Sanitary 1" SS 316; ; ; | 1 | Meter | IDR | 1975000 | 1975000 | 2020-07-03 | FIP General | Irwan Sopian | FIP Engineering | FIP-DOM-ENG-51504-0000000-INA-000000 | PO Closed | GL2006053 | 2020-06-12 | - | 2020-07-17
201750249-3 | 201750249 - Approved | 3 | P-12418-00 | Hole saw u/ stainless stell dia 20 mm ex UNIKA | 1 | Pieces | IDR | 135000 | 135000 | 2020-07-03 | FIP General | Irwan Sopian | FIP Engineering | FIP-DOM-ENG-51504-0000000-INA-000000 | PO Closed | GL2006053 | 2020-06-12 | - | 2020-07-17
201750249-4 | 201750249 - Approved | 4 | P-10763-00 | Ferrule 1" SS 316L | 4 | Pieces | IDR | 345000 | 1380000 | 2020-07-03 | FIP Engineering | Irwan Sopian | FIP Engineering | FIP-DOM-000-11304-OS00001-INA-000000 | PO Closed | GL2006053 | 2020-06-12 | - | 2020-07-17
201750249-5 | 201750249 - Approved | 5 | P-50263-00 | Gland Cable | 8 | Pieces | IDR | 10000 | 80000 | 2020-07-03 | FIP Engineering | Irwan Sopian | FIP Engineering | FIP-DOM-000-11304-OS00001-INA-000000 | PO Closed | GL2006053 | 2020-06-12 | - | 2020-07-17
201750249-6 | 201750249 - Approved | 6 | P-12195-00 | Elbow SS 316 L dia 1inch | 4 | Pieces | IDR | 155000 | 620000 | 2020-07-03 | FIP Engineering | Irwan Sopian | FIP Engineering | FIP-DOM-000-11304-OS00001-INA-000000 | PO Closed | GL2006053 | 2020-06-12 | - | 2020-07-17
201750253-1 | 201750253 - Approved | 1 | O-14616-00 | Black arm system for Rotating pincer pneumatic cylinder c/n 33661 | 1 | Unit | IDR | 4686000 | 4686000 | 2020-07-17 | FIP Engineering | Irwan Sopian | FIP Engineering | FIP-DOM-000-11304-OS00001-INA-000000 | PO Closed | GL2007015 | 2020-06-16 | - | 2020-09-15
201750256-1 | 201750256 - Approved | 1 | Q-10528-00 | Kaca; KACA CERMIN 5 x 350 x 1000mm BEVEL 15mm, LUBANG 4 SKRUP TUTUP STAINLESS | 1 | Unit | IDR | 490000 | 490000 | 2020-07-24 | FIP General | Irwan Sopian | FIP Engineering | FIP-DOM-ENG-51502-0000000-INA-000000 | PO Closed | GL2007003 | 2020-06-19 | - | 2020-08-05
201750253-2 | 201750253 - Approved | 2 | O-52355-00 | Solenoid Valve type 55B-24-PE-611JB MAC | 1 | Unit | IDR | 1670000 | 1670000 | 2020-07-17 | FIP Engineering | Irwan Sopian | FIP Engineering | FIP-DOM-000-11304-OS00001-INA-000000 | PO Closed | GL2007017 | 2020-06-19 | - | 2020-09-28
201750258-1 | 201750258 - Approved | 1 | P-60000-00 | Repair PHE Hot Wate r(Instalasi bypass PHE) Alvalaval | 1 | Lot | IDR | 48990000 | 48990000 | 2020-07-31 | FIP General | Irwan Sopian | FIP Engineering | FIP-DOM-ENG-51504-0000000-INA-000000 | PO Closed | GL2007039 | 2020-06-23 | - | 2020-08-21
201750263-2 | 201750263 - Approved | 2 | O-16647-00 | Washing RAR4 - Oring Silicone Merah 23x18x2.5 mm | 20 | Pieces | IDR | 35000 | 700000 | 2020-07-24 | FIP Engineering | Irwan Sopian | FIP Engineering | FIP-DOM-000-11304-OS00001-INA-000000 | PO Closed | GL2006049 | 2020-06-30 | - | 2020-07-24
201750270-1 | 201750270 - Approved | 1 | O-60001-00 | Repair Parcount met one Hiac | 1 | Lot | IDR | 26788000 | 26788000 | 2020-08-07 | FIP General | Irwan Sopian | FIP Engineering | FIP-DOM-ENG-51504-0000000-INA-000000 | PO Closed | GL2007044 | 2020-07-01 | - | 2020-10-01
201750269-1 | 201750269 - Approved | 1 | T-10087-00 | HDD Internal PC 500 GB | 2 | Pieces | IDR | 650000 | 1300000 | 2020-07-31 | FIP General | Irwan Sopian | FIP Engineering | FIP-DOM-ENG-51504-0000000-INA-000000 | PO Closed | GL2007042 | 2020-07-01 | - | 2020-08-06
201750268-1 | 201750268 - Approved | 1 | P-13499-00 | DOP Pipa PVC 4.0 inch | 1 | Pieces | IDR | 55000 | 55000 | 2020-07-24 | FIP General | Irwan Sopian | FIP Engineering | FIP-DOM-ENG-51404-0000000-INA-000000 | PO Closed | GL2007025 | 2020-07-01 | - | 2020-07-24
201750268-2 | 201750268 - Approved | 2 | P-15391-00 | Fitting PVC - Reducer PVC AW 4" x 2"; ; ; | 1 | Pieces | IDR | 58000 | 58000 | 2020-07-24 | FIP General | Irwan Sopian | FIP Engineering | FIP-DOM-ENG-51404-0000000-INA-000000 | PO Closed | GL2007025 | 2020-07-01 | - | 2020-07-24
201750268-3 | 201750268 - Approved | 3 | P-15078-00 | ELBOW PVC AW 2" Rucika; ; ; | 2 | Pieces | IDR | 23000 | 46000 | 2020-07-24 | FIP Engineering | Irwan Sopian | FIP Engineering | FIP-DOM-000-11304-OS00001-INA-000000 | PO Closed | GL2007025 | 2020-07-01 | - | 2020-07-24
201750268-4 | 201750268 - Approved | 4 | P-12751-00 | RUCIKA - Pipa PVC AW dia 2inch | 2 | Pieces | IDR | 230000 | 460000 | 2020-07-24 | FIP General | Irwan Sopian | FIP Engineering | FIP-DOM-ENG-51404-0000000-INA-000000 | PO Closed | GL2007025 | 2020-07-01 | - | 2020-07-24
201750268-5 | 201750268 - Approved | 5 | P-12470-00 | Lem PVC Isarplas 300 gr/kaleng | 1 | Pieces | IDR | 55000 | 55000 | 2020-07-24 | FIP Engineering | Irwan Sopian | FIP Engineering | FIP-DOM-000-11304-OS00001-INA-000000 | PO Closed | GL2007025 | 2020-07-01 | - | 2020-07-24
201750274-1 | 201750274 - Approved | 1 | O-52381-00 | Flowmeter P/n: 9193142 Miele | 1 | Pieces | IDR | 5575000 | 5575000 | 2020-08-07 | FIP Engineering | Irwan Sopian | FIP Engineering | FIP-DOM-000-11304-OS00001-INA-000000 | PO Closed | GL2007024 | 2020-07-02 | - | 2020-08-07
201750274-2 | 201750274 - Approved | 2 | O-17535-00 | Hepa-Filter p/n: 10083921 Miele | 1 | Pieces | IDR | 2150000 | 2150000 | 2020-08-07 | FIP Engineering | Irwan Sopian | FIP Engineering | FIP-DOM-000-11304-OS00001-INA-000000 | PO Closed | GL2007024 | 2020-07-02 | - | 2020-08-07
201750276-1 | 201750276 - Approved | 1 | P-53171-00 | Ballast Electronic EB-C 218 TL5, 2x18W; Phillips; ; | 5 | Pieces | IDR | 98500 | 492500 | 2020-07-20 | FIP Engineering | Joko Nugroho | FIP Engineering | FIP-DOM-000-11304-OS00001-INA-000000 | PO Closed | GL2007037 | 2020-07-03 | - | 2020-08-14
201750276-2 | 201750276 - Approved | 2 | P-15438-00 | CABLE SPIRAL WRAPPING, TYPE KS12, BRAND KSS; ; ; | 1 | Pack | IDR | 40000 | 40000 | 2020-07-20 | FIP Engineering | Joko Nugroho | FIP Engineering | FIP-DOM-000-11304-OS00001-INA-000000 | PO Closed | GL2007037 | 2020-07-03 | - | 2020-08-14
201750276-5 | 201750276 - Approved | 5 | O-13521-00 | gasket 1 1/2" / EPDM; ; ; | 5 | Pieces | IDR | 25400 | 127000 | 2020-07-20 | FIP Engineering | Joko Nugroho | FIP Engineering | FIP-DOM-000-11304-OS00001-INA-000000 | PO Closed | GL2007037 | 2020-07-03 | - | 2020-08-14
201750276-6 | 201750276 - Approved | 6 | P-10945-00 | Insulation - Seal Tape onda | 6 | Pieces | IDR | 3000 | 18000 | 2020-07-20 | FIP Engineering | Joko Nugroho | FIP Engineering | FIP-DOM-000-11304-OS00001-INA-000000 | PO Closed | GL2007037 | 2020-07-03 | - | 2020-08-14
201750276-7 | 201750276 - Approved | 7 | P-12764-00 | Silicone gasket for ferrule dia 1/2inch Taiwan | 3 | Pieces | IDR | 10000 | 30000 | 2020-07-20 | FIP Engineering | Joko Nugroho | FIP Engineering | FIP-DOM-000-11304-OS00001-INA-000000 | PO Closed | GL2007037 | 2020-07-03 | - | 2020-08-14
201750276-8 | 201750276 - Approved | 8 | O-14640-00 | Silicone Gasket for Ferrule dia. 3/4"; ; ; | 5 | Pieces | IDR | 12000 | 60000 | 2020-07-20 | FIP Engineering | Joko Nugroho | FIP Engineering | FIP-DOM-000-11304-OS00001-INA-000000 | PO Closed | GL2007037 | 2020-07-03 | - | 2020-08-14
201750276-9 | 201750276 - Approved | 9 | O-15492-00 | SPA 1132 Brand : Optibelt / Bando Merah Optibelt | 2 | Pieces | IDR | 108400 | 216800 | 2020-07-20 | FIP Engineering | Joko Nugroho | FIP Engineering | FIP-DOM-000-11304-OS00001-INA-000000 | PO Closed | GL2007038 | 2020-07-03 | - | 2020-08-07
201750276-10 | 201750276 - Approved | 10 | O-15718-00 | SYNTHETIC FOOD GRADE, CRC, NSF H1 | 2 | Pieces | IDR | 243000 | 486000 | 2020-07-20 | FIP Engineering | Joko Nugroho | FIP Engineering | FIP-DOM-000-11304-OS00001-INA-000000 | PO Closed | GL2007037 | 2020-07-03 | - | 2020-08-14
201750276-11 | 201750276 - Approved | 11 | P-15945-00 | WEDGE BELT OPTIBELT SPA 2082 | 2 | Unit | IDR | 106000 | 212000 | 2020-07-20 | FIP Engineering | Joko Nugroho | FIP Engineering | FIP-DOM-000-11304-OS00001-INA-000000 | PO Closed | GL2007038 | 2020-07-03 | - | 2020-08-07
201750275-1 | 201750275 - Approved | 1 | Q-10232-00 | Silicone Sealant N10 White | 10 | Pieces | IDR | 44100 | 441000 | 2020-07-31 | FIP Engineering | Irwan Sopian | FIP Engineering | FIP-DOM-000-11304-OS00001-INA-000000 | PO Closed | GL2007013 | 2020-07-03 | - | 2020-07-25
201750275-2 | 201750275 - Approved | 2 | P-51560-00 | Lampu T5 28watt Putih Phillips | 40 | Pieces | IDR | 36000 | 1440000 | 2020-07-31 | FIP Engineering | Irwan Sopian | FIP Engineering | FIP-DOM-000-11304-OS00001-INA-000000 | PO Closed | GL2007023 | 2020-07-03 | - | 2020-07-31
201750275-3 | 201750275 - Approved | 3 | P-51559-00 | Lampu T5 14watt Putih Phillips | 40 | Pack | IDR | 29700 | 1188000 | 2020-07-31 | FIP Engineering | Irwan Sopian | FIP Engineering | FIP-DOM-000-11304-OS00001-INA-000000 | PO Closed | GL2007023 | 2020-07-03 | - | 2020-07-31
201750275-5 | 201750275 - Approved | 5 | P-13735-00 | Cable Duct Round Putih 35 x 10 mm | 5 | Pieces | IDR | 85000 | 425000 | 2020-07-31 | FIP Engineering | Irwan Sopian | FIP Engineering | FIP-DOM-000-11304-OS00001-INA-000000 | PO Closed | GL2007023 | 2020-07-06 | - | 2020-07-31
201750275-6 | 201750275 - Approved | 6 | Q-60026-00 | Kuas Eterna 2" | 10 | Pieces | IDR | 4050 | 40500 | 2020-07-31 | FIP General | Irwan Sopian | FIP Engineering | FIP-DOM-ENG-51404-0000000-INA-000000 | PO Closed | GL2007013 | 2020-07-06 | - | 2020-07-25
201750275-6 | 201750275 - Approved | 6 | Q-10509-00 | Cable Ducting | 4 | Pieces | IDR | 55000 | 220000 | 2020-07-31 | FIP General | Irwan Sopian | FIP Engineering | FIP-DOM-ENG-51502-0000000-INA-000000 | PO Closed | GL2007013 | 2020-07-06 | - | 2020-07-25
201750284-1 | 201750284 - Approved | 1 | P-60000-00 | Repair Tig Welding Argon | 1 | Lot | IDR | 667500 | 667500 | 2020-07-31 | FIP General | Irwan Sopian | FIP Engineering | FIP-DOM-ENG-51504-0000000-INA-000000 | PO Closed | GL2007027 | 2020-07-07 | - | 2020-07-25
201750283-1 | 201750283 - Approved | 1 | O-51698-00 | OMRON - Relay MY4Z 24VDC | 4 | Pieces | IDR | 128500 | 514000 | 2020-07-31 | FIP Engineering | Irwan Sopian | FIP Engineering | FIP-DOM-000-11304-OS00001-INA-000000 | PO Closed | GL2007021 | 2020-07-07 | - | 2020-08-28
201750263-3 | 201750263 - Approved | 3 | O-17534-00 | Oring Viton 234x5.3 mm | 4 | Pieces | IDR | 245000 | 980000 | 2020-07-24 | FIP Engineering | Irwan Sopian | FIP Engineering | FIP-DOM-000-11304-OS00001-INA-000000 | PO Closed | GL2006049 | 2020-07-07 | - | 2020-07-24
201750263-4 | 201750263 - Approved | 4 | O-17534-00 | Oring Viton 234x5.3 mm | 26 | Pieces | IDR | 245000 | 6370000 | 2020-07-24 | FIP Engineering | Irwan Sopian | FIP Engineering | FIP-DOM-000-11304-OS00001-INA-000000 | PO Closed | GL2007008 | 2020-07-07 | - | 2020-07-24
201750288-1 | 201750288 - Approved | 1 | O-52387-00 | Transmitters For Temperature Pt100 4W -20 s/d +160 degC (4 - 20mA) 70IPLPFED1 IPAQ-L PLUS | 1 | Pieces | IDR | 7866700 | 7866700 | 2020-08-07 | FIP Engineering | Irwan Sopian | FIP Engineering | FIP-DOM-000-11304-OS00001-INA-000000 | PO Closed | GL2007022 | 2020-07-09 | - | 2020-08-07
201750290-1 | 201750290 - Approved | 1 | P-50140-00 | Battery UPS | 20 | Pieces | IDR | 592500 | 11850000 | 2020-10-05 | FIP Engineering | Irwan Sopian | FIP Engineering | FIP-DOM-000-11304-OS00001-INA-000000 | PO Closed | GL2009032 | 2020-07-10 | - | 2020-10-09
201750290-2 | 201750290 - Approved | 2 | P-52119-00 | Battery UPS / 40 AH / 12 V Panasonic/Vision | 2 | Pieces | IDR | 1925000 | 3850000 | 2020-10-05 | FIP Engineering | Irwan Sopian | FIP Engineering | FIP-DOM-000-11304-OS00001-INA-000000 | PO Closed | GL2009032 | 2020-07-10 | - | 2020-10-09
201750292-1 | 201750292 - Approved | 1 | P-15862-00 | PAPER RECORD YOKOGAWA FOLDING CHART B9565AW | 10 | Pieces | IDR | 220000 | 2200000 | 2020-09-04 | FIP Engineering | Irwan Sopian | FIP Engineering | FIP-DOM-000-11304-OS00001-INA-000000 | PO Closed | GL2009002 | 2020-07-13 | - | 2020-09-18
201750298-1 | 201750298 - Approved | 1 | O-16731-00 | Autoclave Fedegari FVA2/A1 NB2963AT - KIT Ricambi Valv. DN10 ON-OFF p/n: KK000301 | 10 | Pieces | EUR | 34.31 | 343.1 | 2020-08-28 | FIP Engineering | Irwan Sopian | FIP Engineering | FIP-DOM-000-11304-OS00001-INA-000000 | PO Closed | GL2008016 | 2020-07-14 | - | 2020-10-02
201750298-2 | 201750298 - Approved | 2 | O-50831-00 | Autoclave Fedegari FOF / 6 AC - P/N. CD240005 Pressure Switch PS3-AJR 0.8-1.1 | 2 | Pieces | EUR | 80.41 | 160.82 | 2020-08-28 | FIP Engineering | Irwan Sopian | FIP Engineering | FIP-DOM-000-11304-OS00001-INA-000000 | PO Closed | GL2008016 | 2020-07-14 | - | 2020-10-02
201750296-1 | 201750296 - Approved | 1 | P-12300-00 | FESTO - QSML-M5-4 part Number 15333 | 10 | Pieces | IDR | 46023 | 460230 | 2020-08-14 | FIP Engineering | Irwan Sopian | FIP Engineering | FIP-DOM-000-11304-OS00001-INA-000000 | PO Closed | GL2007046 | 2020-07-14 | - | 2020-08-21
201750301-1 | 201750301 - Approved | 1 | Q-10630-00 | Pompa KP250A Grundfos | 1 | Unit | IDR | 4029000 | 4029000 | 2020-08-21 | FIP General | Irwan Sopian | FIP Engineering | FIP-DOM-ENG-51504-0000000-INA-000000 | PO Closed | GL2008012 | 2020-07-15 | - | 2020-08-31
201750300-1 | 201750300 - Approved | 1 | Q-10631-00 | Mesh 8 SS 304 | 5 | Meter | IDR | 170000 | 850000 | 2020-08-07 | FIP General | Irwan Sopian | FIP Engineering | FIP-DOM-ENG-51504-0000000-INA-000000 | PO Closed | GL2007045 | 2020-07-15 | - | 2020-08-11
201750300-2 | 201750300 - Approved | 2 | Q-10629-00 | Cat Lantai Light Blue BAP338 BITAFLOOR | 1 | Kilogram | IDR | 265000 | 265000 | 2020-08-07 | FIP General | Irwan Sopian | FIP Engineering | FIP-DOM-ENG-51502-0000000-INA-000000 | PO Closed | GL2007045 | 2020-07-15 | - | 2020-08-11
201750300-3 | 201750300 - Approved | 3 | P-17481-00 | Per tekan - SS304 Dia. OD:4.5mm Pjg:55mm T:0.5mm | 10 | Pieces | IDR | 25000 | 250000 | 2020-08-07 | FIP General | Irwan Sopian | FIP Engineering | FIP-DOM-ENG-51504-0000000-INA-000000 | PO Closed | GL2008005 | 2020-07-15 | - | 2020-09-04
201750296-2 | 201750296 - Approved | 2 | P-12260-00 | FESTO - Push In Connector QS-4-4 | 10 | Pieces | IDR | 42348 | 423480 | 2020-08-14 | FIP Engineering | Irwan Sopian | FIP Engineering | FIP-DOM-000-11304-OS00001-INA-000000 | PO Closed | GL2007046 | 2020-07-15 | - | 2020-08-21
201750305-1 | 201750305 - Approved | 1 | T-20646-00 | Performanceplus Vacdeg Chamber Stented p/n: 700011709 Waters700011709 | 1 | Pieces | EUR | 731.5 | 731.5 | 2020-08-28 | FIP General | Irwan Sopian | FIP Engineering | FIP-DOM-ENG-51505-0000000-INA-000000 | PO Closed | GL2008015 | 2020-07-23 | - | 2020-09-11
201750307-1 | 201750307 - Approved | 1 | Q-10829-00 | Cat Ambiance Lakestone 44537M Tinting Dulux | 1 | Pieces | IDR | 315000 | 315000 | 2020-11-30 | FIP General | Irwan Sopian | FIP Engineering | FIP-DOM-ENG-51502-0000000-INA-000000 | PO Closed | GL2011023 | 2020-07-28 | - | 2020-12-05
201750307-2 | 201750307 - Approved | 2 | Q-10828-00 | Plastik AC 0,5-2 PK @5 meter; ; ; | 1 | Pieces | IDR | 125000 | 125000 | 2020-11-30 | FIP General | Irwan Sopian | FIP Engineering | FIP-DOM-ENG-51502-0000000-INA-000000 | PO Closed | GL2011023 | 2020-07-28 | - | 2020-12-05
201750307-3 | 201750307 - Approved | 3 | Q-10827-00 | Jet Gun For Cleaning AC | 1 | Pieces | IDR | 130000 | 130000 | 2020-11-30 | FIP General | Irwan Sopian | FIP Engineering | FIP-DOM-ENG-51502-0000000-INA-000000 | PO Closed | GL2011023 | 2020-07-28 | - | 2020-12-05
201750307-4 | 201750307 - Approved | 4 | P-52375-00 | SCHNEIDER - MCB 4A 1Phase | 3 | Pieces | IDR | 150000 | 450000 | 2020-11-30 | FIP Engineering | Irwan Sopian | FIP Engineering | FIP-DOM-000-11304-OS00001-INA-000000 | PO Closed | GL2011040 | 2020-07-28 | - | 2020-12-04
201750307-5 | 201750307 - Approved | 5 | P-52374-00 | SCHNEIDER - MCB 4A 2Phase | 3 | Pieces | IDR | 175000 | 525000 | 2020-11-30 | FIP Engineering | Irwan Sopian | FIP Engineering | FIP-DOM-000-11304-OS00001-INA-000000 | PO Closed | GL2011040 | 2020-07-28 | - | 2020-12-04
201750307-6 | 201750307 - Approved | 6 | Q-10510-00 | Junction Box Plastik 12x12x10 cm | 3 | Pieces | IDR | 405000 | 1215000 | 2020-11-30 | FIP General | Irwan Sopian | FIP Engineering | FIP-DOM-ENG-51502-0000000-INA-000000 | PO Closed | GL2011023 | 2020-07-28 | - | 2020-12-05
201750307-7 | 201750307 - Approved | 7 | Q-10128-00 | Thinner Super End/Impala | 2 | Pieces | IDR | 115000 | 230000 | 2020-11-30 | FIP Engineering | Irwan Sopian | FIP Engineering | FIP-DOM-000-11304-OS00001-INA-000000 | PO Closed | GL2011023 | 2020-07-28 | - | 2020-12-05
201750307-8 | 201750307 - Approved | 8 | S-40335-00 | Lem Insuflex Insulation | 1 | Can | IDR | 147000 | 147000 | 2020-11-30 | FIP General | Irwan Sopian | FIP Engineering | FIP-DOM-ENG-51404-0000000-INA-000000 | PO Closed | GL2011040 | 2020-07-28 | - | 2020-12-04
201750313-1 | 201750313 - Approved | 1 | P-60000-00 | Repair Mesin CC Retained Sample (Condensor rusak) | 1 | Lot | IDR | 4250000 | 4250000 | 2020-08-28 | FIP General | Irwan Sopian | FIP Engineering | FIP-DOM-ENG-51504-0000000-INA-000000 | PO Closed | GL2008017 | 2020-08-03 | - | 2020-09-04
201750313-2 | 201750313 - Approved | 2 | P-60000-00 | Repair Ac Warehouse 1 PK (Compressor Rusak) | 1 | Lot | IDR | 2500000 | 2500000 | 2020-08-28 | FIP General | Irwan Sopian | FIP Engineering | FIP-DOM-ENG-51504-0000000-INA-000000 | PO Closed | GL2008017 | 2020-08-03 | - | 2020-09-04
201750312-2 | 201750312 - Approved | 2 | P-13389-00 | Scotch Brite 3M | 10 | Pieces | IDR | 13500 | 135000 | 2020-11-09 | FIP Engineering | Irwan Sopian | FIP Engineering | FIP-DOM-000-11304-OS00001-INA-000000 | PO Closed | GL2011007 | 2020-08-04 | - | 2020-11-25
201750312-4 | 201750312 - Approved | 4 | P-12433-00 | Isolasi AC- Sansui | 5 | Pieces | IDR | 10000 | 50000 | 2020-11-09 | FIP Engineering | Irwan Sopian | FIP Engineering | FIP-DOM-000-11304-OS00001-INA-000000 | PO Closed | GL2011007 | 2020-08-04 | - | 2020-11-25
201750322-1 | 201750322 - Approved | 1 | P-17348-00 | Steam Trap Ball Float DN40 Flange PN16 ARI | 1 | Pieces | IDR | 10100000 | 10100000 | 2020-09-04 | FIP Engineering | Irwan Sopian | FIP Engineering | FIP-DOM-000-11304-OS00001-INA-000000 | PO Closed | GL2008018 | 2020-08-06 | - | 2020-09-04
201750327-1 | 201750327 - Approved | 1 | P-60000-00 | Repair Pocket Drain PSG dan Hot Water | 1 | Lot | IDR | 17500000 | 17500000 | 2020-09-30 | FIP General | Irwan Sopian | FIP Engineering | FIP-DOM-ENG-51504-0000000-INA-000000 | PO Closed | GL2009028 | 2020-08-12 | - | 2020-11-18
201750329-1 | 201750329 - Approved | 1 | O-17640-00 | Ruber Whell Silicone Model : FRB-770i Hualian | 2 | Pieces | IDR | 343750 | 687500 | 2020-09-04 | FIP General | Irwan Sopian | FIP Engineering | FIP-DOM-ENG-51504-0000000-INA-000000 | PO Closed | GL2008026 | 2020-08-14 | - | 2020-09-09
201750329-2 | 201750329 - Approved | 2 | O-17597-00 | Guide Belt Model : FRB-7701 Hualian | 4 | Pieces | IDR | 75000 | 300000 | 2020-09-04 | FIP General | Irwan Sopian | FIP Engineering | FIP-DOM-ENG-51504-0000000-INA-000000 | PO Closed | GL2008026 | 2020-08-14 | - | 2020-09-09
201750329-3 | 201750329 - Approved | 3 | P-52380-00 | Adaptor AC Universal Power Supply 12VDC s/d 24VDC | 1 | Pieces | IDR | 130000 | 130000 | 2020-09-04 | FIP General | Irwan Sopian | FIP Engineering | FIP-DOM-ENG-51504-0000000-INA-000000 | PO Closed | GL2008026 | 2020-08-14 | - | 2020-09-09
201750332-1 | 201750332 - Approved | 1 | O-60001-00 | Service Charge repair PMS Capping Type : AirNet II 510 S/N : 95574 | 1 | Lot | IDR | 1500000 | 1500000 | 2020-09-25 | FIP General | Irwan Sopian | FIP Engineering | FIP-DOM-ENG-51504-0000000-INA-000000 | PO Closed | GL2009016 | 2020-08-19 | - | 2020-09-28
201750333-2 | 201750333 - Approved | 2 | O-50827-00 | OptoCapBT02T Operating Range 8 ppb - 60% O2 Sat P/N 30018857, Measured Pressure Resistance : 0 bar -; ; ; | 1 | Unit | IDR | 12741000 | 12741000 | 2020-09-10 | FIP Engineering | Irwan Sopian | FIP Engineering | FIP-DOM-000-11304-OS00001-INA-000000 | PO Closed | GL2009006 | 2020-08-25 | - | 2020-11-23
201750332-3 | 201750332 - Approved | 3 | O-50826-00 | PCB, R, Detector, Airnet II P/N : 1000013676; ; ; | 1 | Unit | IDR | 11500000 | 11500000 | 2020-09-25 | FIP General | Irwan Sopian | FIP Engineering | FIP-DOM-ENG-51504-0000000-INA-000000 | PO Closed | GL2009016 | 2020-08-25 | - | 2020-09-28
201750344-1 | 201750344 - Approved | 1 | O-52224-00 | Tunnel ST1L - Fuse Keramik 22x58 40A 200kA | 3 | Pieces | IDR | 545000 | 1635000 | 2020-10-02 | FIP Engineering | Irwan Sopian | FIP Engineering | FIP-DOM-000-11304-OS00001-INA-000000 | PO Closed | GL2010001 | 2020-09-03 | - | 2020-10-12
201750344-2 | 201750344 - Approved | 2 | P-10945-00 | Insulation - Seal Tape onda | 10 | Pieces | IDR | 40 | 400 | 2020-10-02 | FIP Engineering | Irwan Sopian | FIP Engineering | FIP-DOM-000-11304-OS00001-INA-000000 | PO Closed | GL2010001 | 2020-09-03 | - | 2020-10-12
201750344-3 | 201750344 - Approved | 3 | Q-60003-00 | Plakband Kertas | 15 | Roll | IDR | 6000 | 90000 | 2020-10-02 | FIP Engineering | Irwan Sopian | FIP Engineering | FIP-DOM-000-11304-OS00001-INA-000000 | PO Closed | GL2010001 | 2020-09-03 | - | 2020-10-12
201750349-1 | 201750349 - Approved | 1 | P-10759-00 | Ferrule - Klem Ferrule 4inch SS 316L | 1 | Pieces | IDR | 225000 | 225000 | 2020-11-30 | FIP Engineering | Irwan Sopian | FIP Engineering | FIP-DOM-000-11304-OS00001-INA-000000 | PO Closed | GL2011040 | 2020-09-04 | - | 2020-12-04
201750357-1 | 201750357 - Approved | 1 | P-60000-00 | Jasa Perbaikan WI Incubator Leak | 1 | Lot | IDR | 2500000 | 2500000 | 2020-10-02 | FIP General | Irwan Sopian | FIP Engineering | FIP-DOM-ENG-51504-0000000-INA-000000 | PO Closed | GL2009030 | 2020-09-09 | - | 2020-11-07
201750312-3 | 201750312 - Approved | 3 | P-51856-00 | Key Selector Switch S2KR-4CK2AM Autonics | 1 | Pieces | IDR | 97000 | 97000 | 2020-11-09 | FIP Engineering | Irwan Sopian | FIP Engineering | FIP-DOM-000-11304-OS00001-INA-000000 | PO Closed | GL2011010 | 2020-09-09 | - | 2020-11-25
201750312-4 | 201750312 - Approved | 4 | P-51857-00 | Contact Block SA-CBM Autonics | 2 | Pieces | IDR | 11000 | 22000 | 2020-11-09 | FIP Engineering | Irwan Sopian | FIP Engineering | FIP-DOM-000-11304-OS00001-INA-000000 | PO Closed | GL2011010 | 2020-09-09 | - | 2020-11-25
201750359-1 | 201750359 - Approved | 1 | P-52379-00 | Selenoid Valve DS2120-5G-01 1/8inch 24VDC TPC | 2 | Pieces | IDR | 984500 | 1969000 | 2020-10-02 | FIP Engineering | Irwan Sopian | FIP Engineering | FIP-DOM-000-11304-OS00001-INA-000000 | PO Closed | GL2010002 | 2020-09-11 | - | 2020-10-12
201750359-2 | 201750359 - Approved | 2 | P-17497-00 | Tee Drat 1 inch + Vlog Ring Brass 1 x 3/4inch | 1 | Pieces | IDR | 150000 | 150000 | 2020-10-02 | FIP General | Irwan Sopian | FIP Engineering | FIP-DOM-ENG-51504-0000000-INA-000000 | PO Closed | GL2010002 | 2020-09-11 | - | 2020-10-12
201750363-1 | 201750363 - Approved | 1 | O-51942-00 | Inverter Sinamics 1,1 kw 6SL3224-0BE21-1UA0; Siemens; ; | 1 | Pieces | IDR | 6526000 | 6526000 | 2020-10-09 | FIP Engineering | Irwan Sopian | FIP Engineering | FIP-DOM-000-11304-OS00001-INA-000000 | PO Closed | GL2009014 | 2020-09-15 | - | 2020-10-09
201750363-2 | 201750363 - Approved | 2 | O-51943-00 | Inverter Sinamics 1,5 kw 6SL3210-1PE16-1UL1; Siemens; ; | 1 | Pieces | IDR | 8435000 | 8435000 | 2020-10-09 | FIP Engineering | Irwan Sopian | FIP Engineering | FIP-DOM-000-11304-OS00001-INA-000000 | PO Closed | GL2009014 | 2020-09-15 | - | 2020-10-09
201750363-3 | 201750363 - Approved | 3 | O-60001-00 | Jasa Instalasi Inverter dan Trouble shooting | 2 | Lot | IDR | 4000000 | 8000000 | 2020-10-09 | FIP General | Irwan Sopian | FIP Engineering | FIP-DOM-ENG-51504-0000000-INA-000000 | PO Closed | GL2009014 | 2020-09-15 | - | 2020-10-06
201750364-1 | 201750364 - Approved | 1 | O-60001-00 | Daily Rate Engineering Mesin cRABS (2 hari) | 2 | Lot | IDR | 5500000 | 11000000 | 2020-10-09 | FIP General | Irwan Sopian | FIP Engineering | FIP-DOM-ENG-51504-0000000-INA-000000 | PO Closed | GL2010007 | 2020-09-16 | - | 2020-10-19
201750364-2 | 201750364 - Approved | 2 | O-51944-00 | Connector Plug for Profibus,Simatic DP 6ES7972-0BB12-0XA0; Siemens; ; | 2 | Pieces | IDR | 700000 | 1400000 | 2020-10-09 | FIP General | Irwan Sopian | FIP Engineering | FIP-DOM-ENG-51504-0000000-INA-000000 | PO Closed | GL2010007 | 2020-09-16 | - | 2020-10-19
201750377-1 | 201750377 - Approved | 1 | Q-10492-00 | Amplas lembar | 1 | Pieces | IDR | 8000 | 8000 | 2020-10-30 | FIP General | Irwan Sopian | FIP Engineering | FIP-DOM-ENG-51404-0000000-INA-000000 | PO Closed | GL2010035 | 2020-09-29 | - | 2020-10-30
201750377-2 | 201750377 - Approved | 2 | P-10857-00 | Fitting PVC - Elbow PVC 1 1/2" Rucika AW | 1 | Pieces | IDR | 5000 | 5000 | 2020-10-30 | FIP Engineering | Irwan Sopian | FIP Engineering | FIP-DOM-000-11304-OS00001-INA-000000 | PO Closed | GL2010035 | 2020-09-29 | - | 2020-10-30
201750377-3 | 201750377 - Approved | 3 | P-12721-00 | Reducer PVC AW dia 2inch x 1 1/2inch | 1 | Pieces | IDR | 5000 | 5000 | 2020-10-30 | FIP Engineering | Irwan Sopian | FIP Engineering | FIP-DOM-000-11304-OS00001-INA-000000 | PO Closed | GL2010035 | 2020-09-29 | - | 2020-10-30
201750377-4 | 201750377 - Approved | 4 | P-12808-00 | Sock Drat luar PVC AW dia 1 1/2inch | 1 | Pieces | IDR | 9000 | 9000 | 2020-10-30 | FIP Engineering | Irwan Sopian | FIP Engineering | FIP-DOM-000-11304-OS00001-INA-000000 | PO Closed | GL2010035 | 2020-09-29 | - | 2020-10-30
201750377-5 | 201750377 - Approved | 5 | Q-10633-00 | Tali Tambang | 10 | Meter | IDR | 1500 | 15000 | 2020-10-30 | FIP General | Irwan Sopian | FIP Engineering | FIP-DOM-ENG-51502-0000000-INA-000000 | PO Closed | GL2010035 | 2020-09-29 | - | 2020-10-30
201750377-6 | 201750377 - Approved | 6 | P-13646-00 | Selang Air 1/2 inch | 6 | Pieces | IDR | 14000 | 84000 | 2020-10-30 | FIP Engineering | Irwan Sopian | FIP Engineering | FIP-DOM-000-11304-OS00001-INA-000000 | PO Closed | GL2010035 | 2020-09-29 | - | 2020-10-30
201750377-7 | 201750377 - Approved | 7 | O-54014-00 | STEKER 1 PHASE, BROCO | 1 | Pieces | IDR | 20000 | 20000 | 2020-10-30 | FIP Engineering | Irwan Sopian | FIP Engineering | FIP-DOM-000-11304-OS00001-INA-000000 | PO Closed | GL2010035 | 2020-09-29 | - | 2020-10-30
201750377-8 | 201750377 - Approved | 8 | P-10945-00 | Insulation - Seal Tape onda | 2 | Pieces | IDR | 5000 | 10000 | 2020-10-30 | FIP Engineering | Irwan Sopian | FIP Engineering | FIP-DOM-000-11304-OS00001-INA-000000 | PO Closed | GL2010035 | 2020-09-29 | - | 2020-10-30
201750377-9 | 201750377 - Approved | 9 | P-12083-00 | Clamp selang SS dia 1/2inch ex TRIDON | 4 | Pieces | IDR | 2500 | 10000 | 2020-10-30 | FIP Engineering | Irwan Sopian | FIP Engineering | FIP-DOM-000-11304-OS00001-INA-000000 | PO Closed | GL2010035 | 2020-09-29 | - | 2020-10-30
201750377-10 | 201750377 - Approved | 10 | P-51302-00 | Timah Solder dia 1 mm | 1 | Pieces | IDR | 20000 | 20000 | 2020-10-30 | FIP General | Irwan Sopian | FIP Engineering | FIP-DOM-ENG-51404-0000000-INA-000000 | PO Closed | GL2010035 | 2020-09-29 | - | 2020-10-30
201750377-11 | 201750377 - Approved | 11 | Q-60003-00 | Plakband Kertas | 5 | Roll | IDR | 6000 | 30000 | 2020-10-30 | FIP Engineering | Irwan Sopian | FIP Engineering | FIP-DOM-000-11304-OS00001-INA-000000 | PO Closed | GL2010035 | 2020-09-29 | - | 2020-10-30
201750377-12 | 201750377 - Approved | 12 | P-50961-00 | Fuse kaca 5 A 5x20 | 10 | Pieces | IDR | 1500 | 15000 | 2020-10-30 | FIP Engineering | Irwan Sopian | FIP Engineering | FIP-DOM-000-11304-OS00001-INA-000000 | PO Closed | GL2010035 | 2020-09-29 | - | 2020-10-30
201750377-13 | 201750377 - Approved | 13 | P-17543-00 | Neepel Hose SS304 dia 1/4 inch | 2 | Meter | IDR | 15000 | 30000 | 2020-10-30 | FIP General | Irwan Sopian | FIP Engineering | FIP-DOM-ENG-51504-0000000-INA-000000 | PO Closed | GL2010035 | 2020-09-29 | - | 2020-10-30
201750377-14 | 201750377 - Approved | 14 | P-15394-00 | Reducer Sock SS304 1/2 inch x 1/4 inch | 1 | Pieces | IDR | 33000 | 33000 | 2020-10-30 | FIP General | Irwan Sopian | FIP Engineering | FIP-DOM-ENG-51504-0000000-INA-000000 | PO Closed | GL2010035 | 2020-09-29 | - | 2020-10-30
201750376-1 | 201750376 - Approved | 1 | P-17549-00 | SMC - Air Filter AF20-02-A | 1 | Pieces | IDR | 317000 | 317000 | 2020-11-09 | FIP Engineering | Irwan Sopian | FIP Engineering | FIP-DOM-000-11304-OS00001-INA-000000 | PO Closed | GL2011008 | 2020-09-29 | - | 2020-11-25
201750376-2 | 201750376 - Approved | 2 | P-11694-00 | Mata Gerinda 4" | 2 | Pieces | IDR | 100000 | 200000 | 2020-11-09 | FIP General | Irwan Sopian | FIP Engineering | FIP-DOM-ENG-51404-0000000-INA-000000 | PO Closed | GL2011007 | 2020-09-29 | - | 2020-11-25
201750376-3 | 201750376 - Approved | 3 | P-17548-00 | Diaphragm (L) PRV 25P DN40 Code: 3265690 Spirax Sarco | 1 | Pieces | IDR | 1452000 | 1452000 | 2020-11-09 | FIP General | Irwan Sopian | FIP Engineering | FIP-DOM-ENG-51504-0000000-INA-000000 | PO Closed | GL2011009 | 2020-09-29 | - | 2020-12-15
201750376-4 | 201750376 - Approved | 4 | P-51560-00 | Lampu T5 28watt Putih Phillips | 40 | Pieces | IDR | 36000 | 1440000 | 2020-11-09 | FIP Engineering | Irwan Sopian | FIP Engineering | FIP-DOM-000-11304-OS00001-INA-000000 | PO Closed | GL2011007 | 2020-09-29 | - | 2020-11-25
201750376-5 | 201750376 - Approved | 5 | P-51559-00 | Lampu T5 14watt Putih Phillips | 40 | Pack | IDR | 29700 | 1188000 | 2020-11-09 | FIP Engineering | Irwan Sopian | FIP Engineering | FIP-DOM-000-11304-OS00001-INA-000000 | PO Closed | GL2011007 | 2020-09-29 | - | 2020-11-25
201750376-6 | 201750376 - Approved | 6 | P-53102-00 | Lampu PLC 13watt/E27 Putih Phillips | 10 | Pieces | IDR | 27000 | 270000 | 2020-11-09 | FIP Engineering | Irwan Sopian | FIP Engineering | FIP-DOM-000-11304-OS00001-INA-000000 | PO Closed | GL2011007 | 2020-09-29 | - | 2020-11-25
201750376-7 | 201750376 - Approved | 7 | P-51741-00 | Lampu Phillips PHP LED 710 7w E27 White 220-240v | 10 | Pieces | IDR | 31000 | 310000 | 2020-11-09 | FIP Engineering | Irwan Sopian | FIP Engineering | FIP-DOM-000-11304-OS00001-INA-000000 | PO Closed | GL2011007 | 2020-09-29 | - | 2020-11-25
201750349-2 | 201750349 - Approved | 2 | P-17539-00 | Seal Ferrule Silicone 4 inch | 2 | Pieces | IDR | 135000 | 270000 | 2020-11-30 | FIP General | Irwan Sopian | FIP Engineering | FIP-DOM-ENG-51504-0000000-INA-000000 | PO Closed | GL2011040 | 2020-09-29 | - | 2020-12-04
201750388-1 | 201750388 - Approved | 1 | O-60001-00 | Untuk Perbaikan Mesin Sartocek | 1 | Lot | IDR | 14500000 | 14500000 | 2020-10-30 | FIP General | Irwan Sopian | FIP Engineering | FIP-DOM-ENG-51504-0000000-INA-000000 | PO Closed | GL2010008 | 2020-10-05 | - | 2020-10-16
201750396-1 | 201750396 - Approved | 1 | P-17552-00 | Lower Fuser Pressure Printer Laserjet P 3015 | 1 | Pieces | IDR | 138500 | 138500 | 2020-11-13 | FIP General | Irwan Sopian | FIP Engineering | FIP-DOM-ENG-51504-0000000-INA-000000 | PO Closed | GL2010036 | 2020-10-08 | - | 2020-11-13
201750377-15 | 201750377 - Approved | 15 | P-12803-00 | Sock Drat dalam PVC AW dia 1 inch | 1 | Pieces | IDR | 5000 | 5000 | 2020-10-30 | FIP Engineering | Irwan Sopian | FIP Engineering | FIP-DOM-000-11304-OS00001-INA-000000 | PO Closed | GL2010035 | 2020-10-08 | - | 2020-10-30
201750377-16 | 201750377 - Approved | 16 | P-50248-00 | Fuse Keramik 13 A 250 V | 2 | Pieces | IDR | 5000 | 10000 | 2020-10-30 | FIP Engineering | Irwan Sopian | FIP Engineering | FIP-DOM-000-11304-OS00001-INA-000000 | PO Closed | GL2010035 | 2020-10-08 | - | 2020-10-30
201750377-17 | 201750377 - Approved | 17 | P-50762-00 | ABC - Battery 9V HD | 1 | Pieces | IDR | 25000 | 25000 | 2020-10-30 | FIP General | Irwan Sopian | FIP Engineering | FIP-DOM-ENG-51504-0000000-INA-000000 | PO Closed | GL2010035 | 2020-10-08 | - | 2020-10-30
201750377-18 | 201750377 - Approved | 18 | P-14960-00 | PVC - Dop 1 inch | 1 | Pieces | IDR | 3000 | 3000 | 2020-10-30 | FIP General | Irwan Sopian | FIP Engineering | FIP-DOM-ENG-51504-0000000-INA-000000 | PO Closed | GL2010035 | 2020-10-08 | - | 2020-10-30
201750398-1 | 201750398 - Approved | 1 | P-52119-00 | Battery UPS / 40 AH / 12 V Panasonic/Vision | 30 | Pieces | IDR | 1305000 | 39150000 | 2020-11-20 | FIP Engineering | Irwan Sopian | FIP Engineering | FIP-DOM-000-11304-OS00001-INA-000000 | PO Closed | GL2010033 | 2020-10-09 | - | 2020-11-20
201750397-1 | 201750397 - Approved | 1 | P-60000-00 | Perbaikan Ac 1 PK R. UPS | 1 | Lot | IDR | 2500000 | 2500000 | 2020-11-20 | FIP General | Irwan Sopian | FIP Engineering | FIP-DOM-ENG-51504-0000000-INA-000000 | PO Closed | GL2010034 | 2020-10-09 | - | 2020-11-20
201750400-1 | 201750400 - Approved | 1 | P-53102-00 | Lampu PLC 13watt/E27 Putih Phillips | 10 | Pieces | IDR | 27000 | 270000 | 2020-11-13 | FIP Engineering | Irwan Sopian | FIP Engineering | FIP-DOM-000-11304-OS00001-INA-000000 | PO Closed | GL2011007 | 2020-10-12 | - | 2020-11-25
201750400-2 | 201750400 - Approved | 2 | P-53173-00 | Ballast Electronic EB-C 214 TL5, 2x14W; Phillips; ; | 3 | Pieces | IDR | 106500 | 319500 | 2020-11-13 | FIP Engineering | Irwan Sopian | FIP Engineering | FIP-DOM-000-11304-OS00001-INA-000000 | PO Closed | GL2011007 | 2020-10-12 | - | 2020-11-25
201750400-3 | 201750400 - Approved | 3 | O-15718-00 | SYNTHETIC FOOD GRADE, CRC, NSF H1 | 2 | Pieces | IDR | 243000 | 486000 | 2020-11-13 | FIP Engineering | Irwan Sopian | FIP Engineering | FIP-DOM-000-11304-OS00001-INA-000000 | PO Closed | GL2011007 | 2020-10-12 | - | 2020-11-25
201750400-4 | 201750400 - Approved | 4 | Q-10249-00 | Lem Power Glue | 10 | Pieces | IDR | 4050 | 40500 | 2020-11-13 | FIP Engineering | Irwan Sopian | FIP Engineering | FIP-DOM-000-11304-OS00001-INA-000000 | PO Closed | GL2011007 | 2020-10-12 | - | 2020-11-25
201750400-5 | 201750400 - Approved | 5 | P-50307-00 | Bola Lampu SL 24 W / 220-240 V / Philips Spiral | 5 | Pieces | IDR | 56000 | 280000 | 2020-11-13 | FIP Engineering | Irwan Sopian | FIP Engineering | FIP-DOM-000-11304-OS00001-INA-000000 | PO Closed | GL2011007 | 2020-10-12 | - | 2020-11-25
201750402-1 | 201750402 - Approved | 1 | T-20289-00 | Ferrule, 1.0 mm graphite 0.53 Col; Agilent; Part No. 5080-8773; 10/pk | 1 | Pack | IDR | 906518 | 906518 | 2020-11-06 | FIP General | Irwan Sopian | FIP Engineering | FIP-DOM-ENG-51404-0000000-INA-000000 | PO Closed | GL2011002 | 2020-10-14 | - | 2020-11-16
201750402-2 | 201750402 - Approved | 2 | T-20123-00 | Acquity PDA/TUV 2489/2998 Perf Main Kit (lampu HPLC) Waters P/N 201000281 1 pc | 2 | Pieces | IDR | 10728198 | 21456396 | 2020-11-06 | FIP General | Irwan Sopian | FIP Engineering | FIP-DOM-ENG-51505-0000000-INA-000000 | PO Closed | GL2010037 | 2020-10-14 | - | 2020-11-27
201750405-1 | 201750405 - Approved | 1 | P-17569-00 | Carbon Vanes VT4.16 BECKER | 1 | Set | IDR | 5082000 | 5082000 | 2020-11-20 | FIP Engineering | Irwan Sopian | FIP Engineering | FIP-DOM-000-11304-OS00001-INA-000000 | PO Closed | GL2011011 | 2020-10-15 | - | 2020-11-25
201750404-1 | 201750404 - Approved | 1 | P-17562-00 | SIGMA - Mounting Base 20x20mm | 1 | Pieces | IDR | 95000 | 95000 | 2020-11-13 | FIP Engineering | Irwan Sopian | FIP Engineering | FIP-DOM-000-11304-OS00001-INA-000000 | PO Closed | GL2011027 | 2020-10-15 | - | 2020-11-25
201750404-2 | 201750404 - Approved | 2 | P-12750-00 | RUCIKA - Pipa PVC aw dia 1/2inch | 3 | Pieces | IDR | 28000 | 84000 | 2020-11-13 | FIP Engineering | Irwan Sopian | FIP Engineering | FIP-DOM-000-11304-OS00001-INA-000000 | PO Closed | GL2011027 | 2020-10-15 | - | 2020-11-25
201750404-3 | 201750404 - Approved | 3 | P-10859-00 | Fitting PVC - Elbow PVC 1/2" Rucika AW | 5 | Pieces | IDR | 3500 | 17500 | 2020-11-13 | FIP Engineering | Irwan Sopian | FIP Engineering | FIP-DOM-000-11304-OS00001-INA-000000 | PO Closed | GL2011027 | 2020-10-15 | - | 2020-11-25
201750404-4 | 201750404 - Approved | 4 | P-10885-00 | Fitting PVC - SDD PVC 1/2" | 1 | Pieces | IDR | 4000 | 4000 | 2020-11-13 | FIP Engineering | Irwan Sopian | FIP Engineering | FIP-DOM-000-11304-OS00001-INA-000000 | PO Closed | GL2011027 | 2020-10-15 | - | 2020-11-25
201750404-5 | 201750404 - Approved | 5 | P-14959-00 | PVC - Dop 1/2 inch | 1 | Pieces | IDR | 4000 | 4000 | 2020-11-13 | FIP General | Irwan Sopian | FIP Engineering | FIP-DOM-ENG-51404-0000000-INA-000000 | PO Closed | GL2011027 | 2020-10-15 | - | 2020-11-18
201750404-6 | 201750404 - Approved | 6 | P-10896-00 | Fitting PVC - Sock PVC 1 1/4" | 2 | Pieces | IDR | 7000 | 14000 | 2020-11-13 | FIP Engineering | Irwan Sopian | FIP Engineering | FIP-DOM-000-11304-OS00001-INA-000000 | PO Closed | GL2011027 | 2020-10-15 | - | 2020-11-25
201750403-1 | 201750403 - Approved | 1 | P-50026-00 | Battery UPS 12460 12V 460W 9.5AH | 6 | Pieces | IDR | 565000 | 3390000 | 2020-11-20 | FIP Engineering | Irwan Sopian | FIP Engineering | FIP-DOM-000-11304-OS00001-INA-000000 | PO Closed | GL2011027 | 2020-10-15 | - | 2020-11-25
201750403-2 | 201750403 - Approved | 2 | P-50027-00 | PCI Firewire 3port 6pin + 1port 4pin Card IEEE 1394 | 1 | Pieces | IDR | 115000 | 115000 | 2020-11-20 | FIP General | Irwan Sopian | FIP Engineering | FIP-DOM-ENG-51504-0000000-INA-000000 | PO Closed | GL2011027 | 2020-10-15 | - | 2020-11-18
201750400-6 | 201750400 - Approved | 6 | P-13383-00 | Silicone Sealant High Temp Red | 5 | Pieces | IDR | 26000 | 130000 | 2020-11-13 | FIP Engineering | Irwan Sopian | FIP Engineering | FIP-DOM-000-11304-OS00001-INA-000000 | PO Closed | GL2011007 | 2020-10-20 | - | 2020-11-25
201750416-1 | 201750416 - Approved | 1 | P-60000-00 | Repair Gear Box Motor Reactor 2 | 1 | Lot | IDR | 1467000 | 1467000 | 2020-11-20 | FIP General | Irwan Sopian | FIP Engineering | FIP-DOM-ENG-51504-0000000-INA-000000 | PO Closed | GL2011006 | 2020-10-23 | - | 2020-11-18
201750428-1 | 201750428 - Approved | 1 | O-60001-00 | Perbaikan Mesin Sartocek | 1 | Lot | IDR | 10360000 | 10360000 | 2020-12-04 | FIP General | Irwan Sopian | FIP Engineering | FIP-DOM-ENG-51504-0000000-INA-000000 | PO Closed | GL2011026 | 2020-11-02 | - | 2020-12-31
201750427-1 | 201750427 - Approved | 1 | P-14424-00 | Garam Kutreat RGN-9800F 25Kg/zak | 300 | Kilogram | IDR | 9500 | 2850000 | 2020-12-18 | FIP Engineering | Irwan Sopian | FIP Engineering | FIP-DOM-000-11304-OS00001-INA-000000 | PO Closed | GL2011045 | 2020-11-02 | - | 2020-12-18
201750446-1 | 201750446 - Approved | 1 | P-51027-00 | Isolasi Kabel SCOTCH super 33+ size: 19 mmx20x0.177 mm ( vinyl electric tape ) Black 3M | 5 | Pieces | IDR | 53000 | 265000 | 2020-12-11 | FIP Engineering | Irwan Sopian | FIP Engineering | FIP-DOM-000-11304-OS00001-INA-000000 | PO Closed | GL2011050 | 2020-11-20 | - | 2020-12-20
201750446-2 | 201750446 - Approved | 2 | O-15931-00 | Double Tape 3M 1" Merah; ; ; | 5 | Pieces | IDR | 112500 | 562500 | 2020-12-11 | FIP Engineering | Irwan Sopian | FIP Engineering | FIP-DOM-000-11304-OS00001-INA-000000 | PO Closed | GL2011050 | 2020-11-20 | - | 2020-12-20
201750453-1 | 201750453 - Approved | 1 | R-20002-00 | Sofware Monitoring UDM dan Hadware (Modbus,Cable,Switch Hub,Panel Box dan Accesoris) | 1 | Unit | IDR | 25967500 | 25967500 | 2020-12-31 | FIP General | Ronald Effendi | FIP Engineering | FIP-DOM-ENG-13405-EQ20001-INA-000000 | PO Closed | GL2012010 | 2020-11-27 | - | 2020-12-31
201750453-2 | 201750453 - Approved | 2 | R-20002-00 | Flow Meter SHM Ultra Sonic (Chiller) | 1 | Unit | IDR | 29450000 | 29450000 | 2020-12-31 | FIP General | Ronald Effendi | FIP Engineering | FIP-DOM-ENG-13405-EQ20001-INA-000000 | PO Closed | GL2012011 | 2020-11-27 | - | 2020-12-31
201750472-1 | 201750472 - Approved | 1 | O-17669-00 | INPRO 6860i/12/120/nA, Operating Range : 8 ppb - 60% O2 Sat. Measured Pressure Resistance : 0 bar -; ; ; | 1 | Unit | IDR | 57526200 | 57526200 | 2021-01-29 | FIP Engineering | Irwan Sopian | FIP Engineering | FIP-DOM-000-11304-OS00001-INA-000000 | PO Closed | GL2012040 | 2020-12-08 | - | -
201750471-1 | 201750471 - Approved | 1 | O-52336-00 | Capping VCM200 - Encoder ARS60-A4A08192 10-32 VDC SICK | 1 | Pieces | IDR | 12805636 | 12805636 | 2021-01-08 | FIP Engineering | Irwan Sopian | FIP Engineering | FIP-DOM-000-11304-OS00001-INA-000000 | PO Closed | GL2012034 | 2020-12-08 | - | 2021-01-08
201750477-2 | 201750477 - Approved | 2 | P-14457-00 | Filter IAF MBV Series (Medium Filter), efficiency : 90-95 %, Size: 24 x 24 x 12 inch; IAF; ; | 14 | Pieces | IDR | 1400000 | 19600000 | 2020-12-29 | FIP Engineering | Irwan Sopian | FIP Engineering | FIP-DOM-000-11304-OS00001-INA-000000 | PO Closed | GL2012030 | 2020-12-15 | - | 2020-12-31
201750477-3 | 201750477 - Approved | 3 | P-14455-00 | Filter IAF MBV Series (Medium Filter), efficiency : 80-85 %, Size: 24 x 24 x 12 inch; IAF; ; | 6 | Pieces | IDR | 1400000 | 8400000 | 2020-12-29 | FIP Engineering | Irwan Sopian | FIP Engineering | FIP-DOM-000-11304-OS00001-INA-000000 | PO Closed | GL2012030 | 2020-12-15 | - | 2020-12-31
201750477-4 | 201750477 - Approved | 4 | P-14456-00 | Filter IAF MBV Series (Medium Filter), efficiency : 80-85 %, Size: 12 x 24 x 12 inch; IAF; ; | 6 | Pieces | IDR | 980000 | 5880000 | 2020-12-29 | FIP Engineering | Irwan Sopian | FIP Engineering | FIP-DOM-000-11304-OS00001-INA-000000 | PO Closed | GL2012029 | 2020-12-15 | - | 2020-12-30
201750477-5 | 201750477 - Approved | 5 | P-14454-00 | Filter IAF MB Series (Medium Filter), efficiency : 60-65 %, Size: 12 x 24 x 12 inch; IAF; ; | 10 | Pieces | IDR | 910000 | 9100000 | 2020-12-29 | FIP Engineering | Irwan Sopian | FIP Engineering | FIP-DOM-000-11304-OS00001-INA-000000 | PO Closed | GL2012029 | 2020-12-15 | - | 2020-12-30
201750477-6 | 201750477 - Approved | 6 | P-14453-00 | Filter IAF MB Series (Medium Filter), efficiency : 60-65 %, Size: 24 x 24 x 12 inch; IAF; ; | 9 | Pieces | IDR | 1400000 | 12600000 | 2020-12-29 | FIP Engineering | Irwan Sopian | FIP Engineering | FIP-DOM-000-11304-OS00001-INA-000000 | PO Closed | GL2012030 | 2020-12-15 | - | 2020-12-31
201750477-6 | 201750477 - Approved | 6 | P-14458-00 | Filter IAF MBV Series (Medium Filter), efficiency : 90-95 %, Size: 12 x 24 x 12 inch; IAF; ; | 6 | Pieces | IDR | 1050000 | 6300000 | 2020-12-29 | FIP Engineering | Irwan Sopian | FIP Engineering | FIP-DOM-000-11304-OS00001-INA-000000 | PO Closed | GL2012029 | 2020-12-15 | - | 2020-12-30
201750479-1 | 201750479 - Approved | 1 | P-17640-00 | Flowmeter Fortex TP SS316 2 1/2 Inch,220 VAC, Modbus RS485; SHM; ; | 1 | Unit | IDR | 25535000 | 25535000 | 2020-12-30 | FIP General | Irwan Sopian | FIP Engineering | FIP-DOM-ENG-51504-0000000-INA-000000 | PO Closed | GL2012033 | 2020-12-16 | - | 2020-12-30
201750478-1 | 201750478 - Approved | 1 | P-13603-00 | PW Generator Austar - RO Membranes BW30-400 DOW | 6 | Pieces | IDR | 9500000 | 57000000 | 2020-12-30 | FIP Engineering | Irwan Sopian | FIP Engineering | FIP-DOM-000-11304-OS00001-INA-000000 | PO Closed | GL2012031 | 2020-12-16 | - | 2020-01-31
201750483-1 | 201750483 - Approved | 1 | Q-11000-00 | Pembuatan Mount Wall Acrylic Ukuran A1 | 10 | Lot | IDR | 997500 | 9975000 | 2020-12-31 | FIP General | Irwan Sopian | FIP Engineering | FIP-DOM-ENG-51502-0000000-INA-000000 | PO Closed | - | 2020-12-28 | - | 2021-01-04
201750486-1 | 201750486 - Approved | 1 | O-17810-00 | 25TC PTFE Diaphragm for Flush Bottom Outlet Valve NA25/25 | 2 | Pieces | USD | 395 | 790 | 2021-01-29 | FIP Engineering | Irwan Sopian | FIP Engineering | FIP-DOM-000-11304-OS00001-INA-000000 | PO Closed | GL2101002 | 2020-12-29 | - | 2021-02-28
211750010-1 | 211750010 - Approved | 1 | O-60001-00 | Remote Service "Counter Problem" Mesin Capping | 1 | Lot | EUR | 1024 | 1024 | 2021-02-05 | FIP General | Irwan Sopian | FIP Engineering | FIP-DOM-ENG-51504-0000000-INA-000000 | PO Closed | GL2102017 | 2021-01-06 | - | 2021-02-28
211750020-1 | 211750020 - Approved | 1 | O-17812-00 | Filter LSC Photometer ATI 2i P/N : 5500180-B | 1 | Unit | IDR | 9775000 | 9775000 | 2021-02-05 | FIP General | Irwan Sopian | FIP Engineering | FIP-DOM-ENG-51504-0000000-INA-000000 | PO Closed | GL2102007 | 2021-01-11 | - | 2021-03-10
211750018-1 | 211750018 - Approved | 1 | O-52430-00 | Fan KDE2405PFB1-8 SUNON | 5 | Pieces | IDR | 215000 | 1075000 | 2021-02-05 | FIP Engineering | Irwan Sopian | FIP Engineering | FIP-DOM-000-11304-OS00001-INA-000000 | PO Closed | GL2102006 | 2021-01-11 | - | 2021-02-20
211750018-2 | 211750018 - Approved | 2 | P-50325-00 | Limit Switch Z - 15GQ 22 - B 15 A / 125 / 250 VAC Highly | 3 | Pieces | IDR | 250000 | 750000 | 2021-02-05 | FIP Engineering | Irwan Sopian | FIP Engineering | FIP-DOM-000-11304-OS00001-INA-000000 | PO Closed | GL2102006 | 2021-01-11 | - | 2021-02-20
211750022-1 | 211750022 - Approved | 1 | O-15718-00 | SYNTHETIC FOOD GRADE, CRC, NSF H1 | 1 | Pieces | IDR | 280000 | 280000 | 2021-02-19 | FIP Engineering | Joko Nugroho | FIP Engineering | FIP-DOM-000-11304-OS00001-INA-000000 | PO Closed | GL2102005 | 2021-01-12 | - | 2021-02-13
211750022-3 | 211750022 - Approved | 3 | P-10945-00 | Insulation - Seal Tape onda | 10 | Pieces | IDR | 3000 | 30000 | 2021-02-12 | FIP Engineering | Joko Nugroho | FIP Engineering | FIP-DOM-000-11304-OS00001-INA-000000 | PO Closed | GL2102005 | 2021-01-12 | - | 2021-02-13
211750022-4 | 211750022 - Approved | 4 | P-15438-00 | CABLE SPIRAL WRAPPING, TYPE KS12, BRAND KSS; ; ; | 1 | Pack | IDR | 40000 | 40000 | 2021-02-12 | FIP Engineering | Joko Nugroho | FIP Engineering | FIP-DOM-000-11304-OS00001-INA-000000 | PO Closed | GL2102005 | 2021-01-12 | - | 2021-02-13
211750022-6 | 211750022 - Approved | 6 | P-10729-00 | Cleaner - Contact cleaner WD 40, 382 gr | 2 | Pieces | IDR | 72000 | 144000 | 2021-02-12 | FIP Engineering | Joko Nugroho | FIP Engineering | FIP-DOM-000-11304-OS00001-INA-000000 | PO Closed | GL2102005 | 2021-01-12 | - | 2021-02-13
211750022-7 | 211750022 - Approved | 7 | O-54014-00 | STEKER 1 PHASE, BROCO | 5 | Pieces | IDR | 12000 | 60000 | 2021-02-12 | FIP Engineering | Joko Nugroho | FIP Engineering | FIP-DOM-000-11304-OS00001-INA-000000 | PO Closed | GL2102005 | 2021-01-12 | - | 2021-02-13
211750022-10 | 211750022 - Approved | 10 | P-53102-00 | Lampu PLC 13watt/E27 Putih Phillips | 25 | Pieces | IDR | 27000 | 675000 | 2021-02-12 | FIP Engineering | Joko Nugroho | FIP Engineering | FIP-DOM-000-11304-OS00001-INA-000000 | PO Closed | GL2102005 | 2021-01-12 | - | 2021-02-13
211750022-11 | 211750022 - Approved | 11 | P-51027-00 | Isolasi Kabel SCOTCH super 33+ size: 19 mmx20x0.177 mm ( vinyl electric tape ) Black 3M | 3 | Pieces | IDR | 53000 | 159000 | 2021-02-12 | FIP Engineering | Joko Nugroho | FIP Engineering | FIP-DOM-000-11304-OS00001-INA-000000 | PO Closed | GL2102005 | 2021-01-12 | - | 2021-02-13
211750022-12 | 211750022 - Approved | 12 | Q-10233-00 | Silicone Sealant N10 Clear | 4 | Pieces | IDR | 44100 | 176400 | 2021-02-12 | FIP Engineering | Joko Nugroho | FIP Engineering | FIP-DOM-000-11304-OS00001-INA-000000 | PO Closed | GL2102002 | 2021-01-12 | - | 2021-02-19
211750025-1 | 211750025 - Approved | 1 | O-52314-00 | Selenoid Valve VSNC-FC-M52-MD-G14-F8-1B2 Festo P/n: 577295 | 2 | Pieces | IDR | 1138487 | 2276974 | 2021-02-26 | FIP Engineering | Irwan Sopian | FIP Engineering | FIP-DOM-000-11304-OS00001-INA-000000 | PO Closed | GL2102036 | 2021-01-14 | - | 2021-03-31
211750025-2 | 211750025 - Approved | 2 | P-14245-00 | Manual valve HE-2-QS-8 FESTO | 5 | Pieces | IDR | 249020 | 1245100 | 2021-02-26 | FIP Engineering | Irwan Sopian | FIP Engineering | FIP-DOM-000-11304-OS00001-INA-000000 | PO Closed | GL2102036 | 2021-01-14 | - | 2021-03-31
211750025-3 | 211750025 - Approved | 3 | P-13650-00 | Manual Valve HE-2-QS-6 FESTO | 5 | Pieces | IDR | 229566 | 1147830 | 2021-02-26 | FIP Engineering | Irwan Sopian | FIP Engineering | FIP-DOM-000-11304-OS00001-INA-000000 | PO Closed | GL2102036 | 2021-01-14 | - | 2021-03-31
211750022-9 | 211750022 - Approved | 9 | Q-10232-00 | Silicone Sealant N10 White | 6 | Pieces | IDR | 44100 | 264600 | 2021-02-12 | FIP Engineering | Joko Nugroho | FIP Engineering | FIP-DOM-000-11304-OS00001-INA-000000 | PO Closed | GL2102002 | 2021-01-14 | - | 2021-02-19
211750022-10 | 211750022 - Approved | 10 | Q-10234-00 | Silicone Sealant N10 Grey | 6 | Pieces | IDR | 44100 | 264600 | 2021-02-12 | FIP Engineering | Joko Nugroho | FIP Engineering | FIP-DOM-000-11304-OS00001-INA-000000 | PO Closed | GL2102002 | 2021-01-14 | - | 2021-02-19
211750029-1 | 211750029 - Approved | 1 | P-17668-00 | Speed Control AS2002F-04 SMC | 5 | Pieces | IDR | 194000 | 970000 | 2021-02-19 | FIP Engineering | Irwan Sopian | FIP Engineering | FIP-DOM-000-11304-OS00001-INA-000000 | PO Closed | GL2102037 | 2021-01-21 | - | 2021-03-15
211750029-2 | 211750029 - Approved | 2 | P-51770-00 | Digital Thermostat Type RCF230D/L20V REGIN pc | 1 | Pieces | IDR | 1080000 | 1080000 | 2021-02-19 | FIP Engineering | Irwan Sopian | FIP Engineering | FIP-DOM-000-11304-OS00001-INA-000000 | PO Closed | GL2102038 | 2021-01-21 | - | 2021-03-09
211750039-1 | 211750039 - Approved | 1 | Q-10650-00 | Aquaproof Abu-Abu @4 Kg | 2 | Can | IDR | 210000 | 420000 | 2021-02-26 | FIP Engineering | Irwan Sopian | FIP Engineering | FIP-DOM-000-11304-OS00001-INA-000000 | PO Closed | GL2102025 | 2021-01-29 | - | 2021-03-04
211750039-2 | 211750039 - Approved | 2 | Q-10651-00 | Aquaproof Putih @4 Kg | 2 | Can | IDR | 210000 | 420000 | 2021-02-26 | FIP Engineering | Irwan Sopian | FIP Engineering | FIP-DOM-000-11304-OS00001-INA-000000 | PO Closed | GL2102025 | 2021-01-29 | - | 2021-03-04
211750039-3 | 211750039 - Approved | 3 | Q-10652-00 | Cat Multipurpose PU Acrylic Orange 101-1 Propan | 3 | Can | IDR | 172250 | 516750 | 2021-02-26 | FIP Engineering | Irwan Sopian | FIP Engineering | FIP-DOM-000-11304-OS00001-INA-000000 | PO Closed | GL2102025 | 2021-01-29 | - | 2021-03-04
211750039-4 | 211750039 - Approved | 4 | Q-60025-00 | Kuas Eterna 1" | 10 | Pieces | IDR | 5000 | 50000 | 2021-02-26 | FIP General | Irwan Sopian | FIP Engineering | FIP-DOM-ENG-51404-0000000-INA-000000 | PO Closed | GL2102025 | 2021-01-29 | - | 2021-03-04
211750039-5 | 211750039 - Approved | 5 | Q-10475-00 | Cat Tembok | 2 | Can | IDR | 1987500 | 3975000 | 2021-02-26 | FIP General | Irwan Sopian | FIP Engineering | FIP-DOM-ENG-51502-0000000-INA-000000 | PO Closed | GL2102025 | 2021-01-29 | - | 2021-03-04
211750039-6 | 211750039 - Approved | 6 | Q-10154-00 | Roller cat 230mm | 10 | Pieces | IDR | 35000 | 350000 | 2021-02-26 | FIP Engineering | Irwan Sopian | FIP Engineering | FIP-DOM-000-11304-OS00001-INA-000000 | PO Closed | GL2102025 | 2021-01-29 | - | 2021-03-04
211750039-7 | 211750039 - Approved | 7 | Q-10153-00 | Roller cat 110mm | 10 | Pieces | IDR | 25000 | 250000 | 2021-02-26 | FIP Engineering | Irwan Sopian | FIP Engineering | FIP-DOM-000-11304-OS00001-INA-000000 | PO Closed | GL2102025 | 2021-01-29 | - | 2021-03-04
211750039-8 | 211750039 - Approved | 8 | Q-10492-00 | Amplas lembar | 10 | Pieces | IDR | 5000 | 50000 | 2021-02-26 | FIP General | Irwan Sopian | FIP Engineering | FIP-DOM-ENG-51404-0000000-INA-000000 | PO Closed | GL2102025 | 2021-01-29 | - | 2021-03-04
211750039-9 | 211750039 - Approved | 9 | Q-10492-00 | Amplas lembar | 10 | Pieces | IDR | 5000 | 50000 | 2021-02-26 | FIP General | Irwan Sopian | FIP Engineering | FIP-DOM-ENG-51404-0000000-INA-000000 | PO Closed | GL2102025 | 2021-01-29 | - | 2021-03-04
211750039-10 | 211750039 - Approved | 10 | Q-10516-00 | Pahat Besi / Cold Chisel | 1 | Pieces | IDR | 48500 | 48500 | 2021-02-26 | FIP General | Irwan Sopian | FIP Engineering | FIP-DOM-ENG-51502-0000000-INA-000000 | PO Closed | GL2102025 | 2021-01-29 | - | 2021-03-04
211750041-1 | 211750041 - Approved | 1 | P-51560-00 | Lampu T5 28watt Putih Phillips | 40 | Pieces | IDR | 36000 | 1440000 | 2021-02-18 | FIP Engineering | Joko Nugroho | FIP Engineering | FIP-DOM-000-11304-OS00001-INA-000000 | PO Closed | GL2102005 | 2021-02-01 | - | 2021-02-13
211750041-2 | 211750041 - Approved | 2 | P-51741-00 | Lampu Phillips PHP LED 710 7w E27 White 220-240v | 8 | Pieces | IDR | 31000 | 248000 | 2021-02-18 | FIP Engineering | Joko Nugroho | FIP Engineering | FIP-DOM-000-11304-OS00001-INA-000000 | PO Closed | GL2102005 | 2021-02-01 | - | 2021-02-13
211750041-3 | 211750041 - Approved | 3 | P-15862-00 | PAPER RECORD YOKOGAWA FOLDING CHART B9565AW | 5 | Pieces | IDR | 230000 | 1150000 | 2021-02-18 | FIP Engineering | Joko Nugroho | FIP Engineering | FIP-DOM-000-11304-OS00001-INA-000000 | PO Closed | GL2102008 | 2021-02-01 | - | 2021-04-15
211750041-4 | 211750041 - Approved | 4 | P-53102-00 | Lampu PLC 13watt/E27 Putih Phillips | 10 | Pieces | IDR | 27000 | 270000 | 2021-02-18 | FIP Engineering | Joko Nugroho | FIP Engineering | FIP-DOM-000-11304-OS00001-INA-000000 | PO Closed | GL2102005 | 2021-02-01 | - | 2021-02-13
211750041-5 | 211750041 - Approved | 5 | P-51559-00 | Lampu T5 14watt Putih Phillips | 40 | Pack | IDR | 29700 | 1188000 | 2021-02-18 | FIP Engineering | Joko Nugroho | FIP Engineering | FIP-DOM-000-11304-OS00001-INA-000000 | PO Closed | GL2102005 | 2021-02-01 | - | 2021-02-13
211750051-1 | 211750051 - Approved | 1 | O-17831-00 | Gear Door Autoclave | 2 | Pieces | IDR | 1500000 | 3000000 | 2021-03-19 | FIP Engineering | Irwan Sopian | FIP Engineering | FIP-DOM-000-11304-OS00001-INA-000000 | PO Closed | GL2103010 | 2021-02-03 | - | 2021-03-30
211750051-2 | 211750051 - Approved | 2 | O-60001-00 | Repair Nozzle EDM | 3 | Lot | IDR | 885000 | 2655000 | 2021-03-19 | FIP General | Irwan Sopian | FIP Engineering | FIP-DOM-ENG-51504-0000000-INA-000000 | PO Closed | GL2103010 | 2021-02-03 | - | 2021-03-30
211750056-1 | 211750056 - Approved | 1 | O-17832-00 | Washing RAR4 - Outfeed Teflon Left | 1 | Pieces | IDR | 1450000 | 1450000 | 2021-03-31 | FIP Engineering | Irwan Sopian | FIP Engineering | FIP-DOM-000-11304-OS00001-INA-000000 | PO Closed | GL2104009 | 2021-02-05 | - | 2021-05-01
211750056-2 | 211750056 - Approved | 2 | O-17833-00 | Washing RAR4 - Outfeed Teflon Right | 1 | Pieces | IDR | 1450000 | 1450000 | 2021-03-31 | FIP Engineering | Irwan Sopian | FIP Engineering | FIP-DOM-000-11304-OS00001-INA-000000 | PO Closed | GL2104009 | 2021-02-05 | - | 2021-05-01
211750058-1 | 211750058 - Approved | 1 | O-17842-00 | Membrane Diaphragm Valve EPDM DN 25 p/n: 600 25M 17 Gemu | 3 | Pieces | IDR | 1700000 | 5100000 | 2021-02-26 | FIP Engineering | Irwan Sopian | FIP Engineering | FIP-DOM-000-11304-OS00001-INA-000000 | PO Closed | GL2102020 | 2021-02-09 | - | 2021-03-19
211750058-2 | 211750058 - Approved | 2 | O-16715-00 | Membrane Diaphragm Valve EPDM PTFE DN 25 p/n: 600 25M 17 Gemu | 3 | Pieces | IDR | 3000000 | 9000000 | 2021-02-26 | FIP Engineering | Irwan Sopian | FIP Engineering | FIP-DOM-000-11304-OS00001-INA-000000 | PO Closed | GL2102020 | 2021-02-09 | - | 2021-03-19
211750064-1 | 211750064 - Approved | 1 | P-52054-00 | Fan Panel Oval 150x50mm 220 VAC | 1 | Pieces | IDR | 245000 | 245000 | 2021-04-23 | FIP Engineering | Irwan Sopian | FIP Engineering | FIP-DOM-000-11304-OS00001-INA-000000 | PO Closed | GL2104031 | 2021-02-17 | - | 2021-04-30
211750064-2 | 211750064 - Approved | 2 | P-17079-00 | Roda Caster Dia : 2" Swivel Flange With Brake; ; ; | 4 | Set | IDR | 165000 | 660000 | 2021-04-23 | FIP Engineering | Irwan Sopian | FIP Engineering | FIP-DOM-000-11304-OS00001-INA-000000 | PO Closed | GL2104031 | 2021-02-17 | - | 2021-04-30
211750064-3 | 211750064 - Approved | 3 | P-17675-00 | Ball Valve SS304 1/2 Inch | 2 | Pieces | IDR | 125000 | 250000 | 2021-04-23 | FIP Engineering | Irwan Sopian | FIP Engineering | FIP-DOM-000-11304-OS00001-INA-000000 | PO Closed | GL2104031 | 2021-02-17 | - | 2021-04-30
211750064-4 | 211750064 - Approved | 4 | P-12140-00 | Double neeple SS 304 dia 1/2inch | 4 | Pieces | IDR | 26700 | 106800 | 2021-04-23 | FIP General | Irwan Sopian | FIP Engineering | FIP-DOM-ENG-51404-0000000-INA-000000 | PO Closed | GL2104031 | 2021-02-17 | - | 2021-04-30
211750063-1 | 211750063 - Approved | 1 | Q-10657-00 | Mata Gerinda Amplas Poles Epoxy @11 pcs | 1 | Set | IDR | 326950 | 326950 | 2021-03-19 | FIP General | Irwan Sopian | FIP Engineering | FIP-DOM-ENG-51504-0000000-INA-000000 | PO Closed | GL2103017 | 2021-02-17 | - | 2021-04-08
211750063-2 | 211750063 - Approved | 2 | Q-10655-00 | Cat Anti Karat dan Anti Bocor Seiv Flinkote 007 | 3 | Kilogram | IDR | 48500 | 145500 | 2021-03-19 | FIP Engineering | Irwan Sopian | FIP Engineering | FIP-DOM-000-11304-OS00001-INA-000000 | PO Closed | GL2103017 | 2021-02-17 | - | 2021-04-08
211750063-3 | 211750063 - Approved | 3 | Q-10656-00 | Kuas Eterna 5 Inch | 3 | Pieces | IDR | 18500 | 55500 | 2021-03-19 | FIP Engineering | Irwan Sopian | FIP Engineering | FIP-DOM-000-11304-OS00001-INA-000000 | PO Closed | GL2103017 | 2021-02-17 | - | 2021-04-08
211750063-4 | 211750063 - Approved | 4 | P-17677-00 | Portable Gas Torch | 1 | Unit | IDR | 45000 | 45000 | 2021-03-19 | FIP General | Irwan Sopian | FIP Engineering | FIP-DOM-ENG-51504-0000000-INA-000000 | PO Closed | GL2104001 | 2021-02-17 | - | 2021-04-20
211750063-5 | 211750063 - Approved | 5 | P-17676-00 | Gas Wonder Fuel 220 Gram | 4 | Pieces | IDR | 25000 | 100000 | 2021-03-19 | FIP General | Irwan Sopian | FIP Engineering | FIP-DOM-ENG-51504-0000000-INA-000000 | PO Closed | GL2104001 | 2021-02-17 | - | 2021-04-20
211750063-6 | 211750063 - Approved | 6 | O-17243-00 | Selang Flexible Vaccum 40 mm | 2 | Meter | IDR | 82500 | 165000 | 2021-03-19 | FIP Engineering | Irwan Sopian | FIP Engineering | FIP-DOM-000-11304-OS00001-INA-000000 | PO Closed | GL2104001 | 2021-02-17 | - | 2021-04-20
211750066-1 | 211750066 - Approved | 1 | O-52443-00 | Analog Input 8 Channel 331-7KF02-0AB0 Siemens | 2 | Pieces | IDR | 10200000 | 20400000 | 2021-03-31 | FIP Engineering | Irwan Sopian | FIP Engineering | FIP-DOM-000-11304-OS00001-INA-000000 | PO Closed | GL2103012 | 2021-02-18 | - | 2021-03-31
211750064-5 | 211750064 - Approved | 5 | P-12888-00 | Tee SS 304 screw dia 1/2inch | 2 | Pieces | IDR | 48500 | 97000 | 2021-04-23 | FIP General | Irwan Sopian | FIP Engineering | FIP-DOM-ENG-51504-0000000-INA-000000 | PO Closed | GL2104031 | 2021-02-18 | - | 2021-04-30
211750068-1 | 211750068 - Approved | 1 | P-17681-00 | Tee PVC AW dia 2 inch x 1 inch | 2 | Pieces | IDR | 18500 | 37000 | 2021-03-19 | FIP Engineering | Irwan Sopian | FIP Engineering | FIP-DOM-000-11304-OS00001-INA-000000 | PO Closed | GL2103004 | 2021-02-22 | - | 2021-03-10
211750068-2 | 211750068 - Approved | 2 | P-12746-00 | RUCIKA - Pipa PVC AW dia 1 1/2inch | 1 | Pieces | IDR | 148000 | 148000 | 2021-03-19 | FIP Engineering | Irwan Sopian | FIP Engineering | FIP-DOM-000-11304-OS00001-INA-000000 | PO Closed | GL2103004 | 2021-02-22 | - | 2021-03-10
211750068-3 | 211750068 - Approved | 3 | P-12818-00 | Sock PVC AW dia 1inch | 2 | Pieces | IDR | 7500 | 15000 | 2021-03-12 | FIP Engineering | Irwan Sopian | FIP Engineering | FIP-DOM-000-11304-OS00001-INA-000000 | PO Closed | GL2103004 | 2021-02-22 | - | 2021-03-10
211750068-4 | 211750068 - Approved | 4 | P-12820-00 | Sock PVC AW dia 2inch | 2 | Pieces | IDR | 25000 | 50000 | 2021-03-19 | FIP Engineering | Irwan Sopian | FIP Engineering | FIP-DOM-000-11304-OS00001-INA-000000 | PO Closed | GL2103004 | 2021-02-22 | - | 2021-03-10
211750068-5 | 211750068 - Approved | 5 | P-12816-00 | Sock PVC AW dia 1 1/2inch | 2 | Pieces | IDR | 22500 | 45000 | 2021-03-19 | FIP Engineering | Irwan Sopian | FIP Engineering | FIP-DOM-000-11304-OS00001-INA-000000 | PO Closed | GL2103004 | 2021-02-22 | - | 2021-03-10
211750068-6 | 211750068 - Approved | 6 | P-10857-00 | Fitting PVC - Elbow PVC 1 1/2" Rucika AW | 3 | Pieces | IDR | 21500 | 64500 | 2021-03-19 | FIP Engineering | Irwan Sopian | FIP Engineering | FIP-DOM-000-11304-OS00001-INA-000000 | PO Closed | GL2103004 | 2021-02-22 | - | 2021-03-10
211750073-1 | 211750073 - Approved | 1 | S-62036-00 | Refill Argon HP ARGON HP 6 m3 | 1 | Tube | IDR | 250000 | 250000 | 2021-03-12 | FIP General | Joko Nugroho | FIP Engineering | FIP-DOM-ENG-51404-0000000-INA-000000 | PO Closed | GL2103019 | 2021-02-24 | - | 2021-04-07
211750071-1 | 211750071 - Approved | 1 | P-60000-00 | Perbaikan UPS Riello type SEP3000 (PC EMS QA) | 1 | Lot | IDR | 2600000 | 2600000 | 2021-03-26 | FIP General | Irwan Sopian | FIP Engineering | FIP-DOM-ENG-51504-0000000-INA-000000 | PO Closed | GL2103011 | 2021-02-24 | - | 2021-03-30
211750078-1 | 211750078 - Approved | 1 | P-15833-00 | SMC - Pressure Filter Regulator Manual Drain AW30-03BG-A | 1 | Pieces | IDR | 943000 | 943000 | 2021-04-23 | FIP Engineering | Irwan Sopian | FIP Engineering | FIP-DOM-000-11304-OS00001-INA-000000 | PO Closed | GL2104044 | 2021-03-02 | - | 2021-05-16
211750105-1 | 211750105 - Approved | 1 | T-20123-00 | Acquity PDA/TUV 2489/2998 Perf Main Kit (lampu HPLC) Waters P/N 201000281 1 pc | 2 | Pieces | IDR | 10859355 | 21718710 | 2021-04-09 | FIP General | Irwan Sopian | FIP Engineering | FIP-DOM-ENG-51505-0000000-INA-000000 | PO Closed | GL2105033 | 2021-03-17 | - | 2021-06-04
211750106-1 | 211750106 - Approved | 1 | P-52369-00 | HVAC - Pressure Flow Control MF PFC Ver.3 24 VAC/VDC 0 - 100 Pa Micatrone | 2 | Unit | IDR | 11119500 | 22239000 | 2021-04-29 | FIP Engineering | Irwan Sopian | FIP Engineering | FIP-DOM-000-11304-OS00001-INA-000000 | PO Closed | GL2104033 | 2021-03-18 | - | 2021-09-05
211750107-1 | 211750107 - Approved | 1 | T-20177-00 | 2690/95 PERFORMANCE MAINTENANCE KIT., Waters, Part No. WAT270944 | 1 | Pieces | USD | 1647.73 | 1647.73 | 2021-04-19 | FIP General | Joko Nugroho | FIP Engineering | FIP-DOM-ENG-51505-0000000-INA-000000 | PO Closed | GL2104027 | 2021-03-19 | - | 2021-05-07
211750110-1 | 211750110 - Approved | 1 | O-54116-00 | Fiber Reflective - KEYENCE FU-67V | 2 | Pieces | IDR | 894600 | 1789200 | 2021-04-29 | FIP Engineering | Irwan Sopian | FIP Engineering | FIP-DOM-000-11304-OS00001-INA-000000 | PO Closed | GL2104026 | 2021-03-22 | - | 2021-05-05
211750114-1 | 211750114 - Approved | 1 | P-50780-00 | Battery 12 V 12 AH YUASA | 2 | Pieces | IDR | 875000 | 1750000 | 2021-04-23 | FIP Engineering | Irwan Sopian | FIP Engineering | FIP-DOM-000-11304-OS00001-INA-000000 | PO Closed | GL2103026 | 2021-03-29 | - | 2021-04-10
211750114-2 | 211750114 - Approved | 2 | P-15938-00 | Water Hardness Test Kit | 1 | Box | IDR | 273500 | 273500 | 2021-04-23 | FIP General | Irwan Sopian | FIP Engineering | FIP-DOM-ENG-51504-0000000-INA-000000 | PO Closed | GL2103026 | 2021-03-29 | - | 2021-04-10
211750119-1 | 211750119 - Approved | 1 | P-17062-00 | Element Filter for N2 P/N : NXE-90-Z NEXUS | 1 | Unit | IDR | 1200000 | 1200000 | 2021-04-23 | FIP Engineering | Irwan Sopian | FIP Engineering | FIP-DOM-000-11304-OS00001-INA-000000 | PO Closed | GL2104032 | 2021-03-31 | - | 2021-05-05
211750119-2 | 211750119 - Approved | 2 | P-15052-00 | Element Filter 1 micron P/N NXE-400-Z | 1 | Pieces | IDR | 2144000 | 2144000 | 2021-04-23 | FIP Engineering | Irwan Sopian | FIP Engineering | FIP-DOM-000-11304-OS00001-INA-000000 | PO Closed | GL2104032 | 2021-03-31 | - | 2021-05-05
211750119-3 | 211750119 - Approved | 3 | P-15053-00 | Element Filter 0.01 micron P/N NXE-400-X | 1 | Pieces | IDR | 2144000 | 2144000 | 2021-04-23 | FIP Engineering | Irwan Sopian | FIP Engineering | FIP-DOM-000-11304-OS00001-INA-000000 | PO Closed | GL2104032 | 2021-03-31 | - | 2021-05-05
211750123-1 | 211750123 - Approved | 1 | P-52064-00 | SCHINDLER ELEVATOR - PCB SMIC 62.Q | 1 | Unit | IDR | 15310000 | 15310000 | 2021-04-30 | FIP General | Irwan Sopian | FIP Engineering | FIP-DOM-ENG-51504-0000000-INA-000000 | PO Closed | GL2104008 | 2021-04-02 | - | 2021-04-12
211750134-1 | 211750134 - Approved | 1 | Q-11000-00 | Pembuatan Mount Wall Acrylic Ukuran A1 Lt 2 dan Lt 4 AHU | 2 | Lot | IDR | 997500 | 1995000 | 2021-08-13 | FIP General | Irwan Sopian | FIP Engineering | FIP-DOM-ENG-51502-0000000-INA-000000 | PO Closed | GL2108012 | 2021-04-13 | - | 2021-09-03
211750137-1 | 211750137 - Approved | 1 | O-60001-00 | Pembuatan Nut Mixing MV60 | 2 | Lot | IDR | 495000 | 990000 | 2021-05-21 | FIP General | Irwan Sopian | FIP Engineering | FIP-DOM-ENG-51504-0000000-INA-000000 | PO Closed | GL2105027 | 2021-04-20 | - | 2021-05-31
211750142-1 | 211750142 - Approved | 1 | O-50994-00 | Battery kering 12V 7,2AH; ; ; | 4 | Pieces | IDR | 345000 | 1380000 | 2021-05-28 | FIP Engineering | Irwan Sopian | FIP Engineering | FIP-DOM-000-11304-OS00001-INA-000000 | PO Closed | GL2106005 | 2021-04-26 | - | 2021-06-20
211750141-1 | 211750141 - Approved | 1 | O-14594-00 | Kit, membrane ozone 6510 METTLER TOLEDO INDONESIA, PT P/N : - pc | 1 | Unit | IDR | 11754000 | 11754000 | 2021-05-28 | FIP Engineering | Irwan Sopian | FIP Engineering | FIP-DOM-000-11304-OS00001-INA-000000 | PO Closed | GL2106004 | 2021-04-26 | - | 2021-06-30
211750143-1 | 211750143 - Approved | 1 | O-60001-00 | Repair MV60 - Welding Bagian Dalam Tanki yang Berkarat, Poleshing Mirror Bagian Dalam Tanki, Pasivasi Lokal Bagian Dalam Tanki, Roughness Test Bagian Dalam Tanki | 1 | Lot | IDR | 8500000 | 8500000 | 2021-05-17 | FIP General | Irwan Sopian | FIP Engineering | FIP-DOM-ENG-51504-0000000-INA-000000 | PO Closed | GL2105028 | 2021-04-27 | - | 2021-05-31
211750145-1 | 211750145 - Approved | 1 | O-17938-00 | Misumi - Casters CGAN65-M | 4 | Pieces | IDR | 1025037 | 4100148 | 2021-08-02 | FIP Engineering | Irwan Sopian | FIP Engineering | FIP-DOM-000-11304-OS00001-INA-000000 | PO Closed | GL2108030 | 2021-04-28 | - | 2021-09-05
211750145-2 | 211750145 - Approved | 2 | P-17363-00 | Ferrule SS 316 dia. 1/2"; ; ; pc | 4 | Pieces | IDR | 365000 | 1460000 | 2021-08-02 | FIP Engineering | Irwan Sopian | FIP Engineering | FIP-DOM-000-11304-OS00001-INA-000000 | PO Closed | GL2108019 | 2021-04-28 | - | 2021-08-30
211750145-3 | 211750145 - Approved | 3 | O-17712-00 | Socket Controller 8 pin - P/N : - pc | 2 | Pieces | IDR | 287500 | 575000 | 2021-08-02 | FIP General | Irwan Sopian | FIP Engineering | FIP-DOM-ENG-51504-0000000-INA-000000 | PO Closed | GL2108019 | 2021-04-28 | - | 2021-08-30
211750145-5 | 211750145 - Approved | 5 | P-10759-00 | Ferrule - Klem Ferrule 4inch SS 316L | 1 | Pieces | IDR | 225000 | 225000 | 2021-08-02 | FIP Engineering | Irwan Sopian | FIP Engineering | FIP-DOM-000-11304-OS00001-INA-000000 | PO Closed | GL2108019 | 2021-04-28 | - | 2021-08-30
211750145-6 | 211750145 - Approved | 6 | P-17539-00 | Seal Ferrule Silicone 4 inch | 1 | Pieces | IDR | 135000 | 135000 | 2021-08-02 | FIP General | Irwan Sopian | FIP Engineering | FIP-DOM-ENG-51504-0000000-INA-000000 | PO Closed | GL2108019 | 2021-04-28 | - | 2021-08-30
211750145-7 | 211750145 - Approved | 7 | P-51269-00 | Stecker 3 phase 16A 5 PIN (male&female) type surface mounting | 1 | Pieces | IDR | 325000 | 325000 | 2021-08-02 | FIP Engineering | Irwan Sopian | FIP Engineering | FIP-DOM-000-11304-OS00001-INA-000000 | PO Closed | GL2108019 | 2021-04-30 | - | 2021-08-30
211750154-1 | 211750154 - Approved | 1 | P-53182-00 | Arc tube Hanovia UV System HANOVIA p/n 130071 - 0320 - 01 | 2 | Unit | IDR | 9894736 | 19789472 | 2021-06-11 | FIP Engineering | Irwan Sopian | FIP Engineering | FIP-DOM-000-11304-OS00001-INA-000000 | PO Closed | GL2106022 | 2021-05-04 | - | 2021-09-20
211750163-1 | 211750163 - Approved | 1 | P-60000-00 | Pembuatan Inchian Flange 2.5 inch Jalur Compressor | 1 | Lot | IDR | 1820000 | 1820000 | 2021-05-31 | FIP General | Irwan Sopian | FIP Engineering | FIP-DOM-ENG-51504-0000000-INA-000000 | PO Closed | GL2106007 | 2021-05-05 | - | 2021-10-30
211750160-1 | 211750160 - Approved | 1 | T-20841-00 | Lasser Assy (S) Shimadzu 206-71580-91 | 1 | Pieces | IDR | 74242500 | 74242500 | 2021-06-11 | FIP General | Irwan Sopian | FIP Engineering | FIP-DOM-ENG-51505-0000000-INA-000000 | PO Closed | GL2106027 | 2021-05-05 | - | 2021-08-20
211750160-2 | 211750160 - Approved | 2 | T-20842-00 | Dricabi TS-51-D.U.S Shimadzu 206-71946 | 1 | Pieces | IDR | 11115000 | 11115000 | 2021-06-11 | FIP General | Irwan Sopian | FIP Engineering | FIP-DOM-ENG-51505-0000000-INA-000000 | PO Closed | GL2106027 | 2021-05-05 | - | 2021-08-20
211750145-7 | 211750145 - Approved | 7 | P-10763-00 | Ferrule 1" SS 316L | 9 | Pieces | IDR | 345000 | 3105000 | 2021-08-02 | FIP Engineering | Irwan Sopian | FIP Engineering | FIP-DOM-000-11304-OS00001-INA-000000 | PO Closed | GL2108019 | 2021-05-05 | - | 2021-08-30
211750165-1 | 211750165 - Approved | 1 | O-16030-00 | 1292 Item Type : Dry box 97800 Y 8.5 E4 5 Material : CSM Shape : 97 Size : 8.5 Thickness (mm | 10 | Unit | EUR | 123.63 | 1236.3 | 2021-08-31 | FIP Engineering | Irwan Sopian | FIP Engineering | FIP-DOM-000-11304-OS00001-INA-000000 | PO Closed | GL2108039 | 2021-05-10 | - | 2021-12-31
211750165-2 | 211750165 - Approved | 2 | O-16033-00 | Isolator Gloves E10330 Y 7 E4 4156 Material : CSM Shape : E10 Size : 7 Thickness (mm) : 4/1 | 60 | Unit | EUR | 39.19 | 2351.4 | 2021-08-31 | FIP Engineering | Irwan Sopian | FIP Engineering | FIP-DOM-000-11304-OS00001-INA-000000 | PO Closed | GL2108039 | 2021-05-10 | - | 2021-12-31
211750165-3 | 211750165 - Approved | 3 | O-16032-00 | Sleeves M200/90 Y 550 E4 Bt5/5 BJ1643Material : CSM Shape : 200/90 Thickness (mm) : 4/10 Leng | 40 | Unit | EUR | 96.71 | 3868.4 | 2021-08-31 | FIP Engineering | Irwan Sopian | FIP Engineering | FIP-DOM-000-11304-OS00001-INA-000000 | PO Closed | GL2108039 | 2021-05-10 | - | 2021-12-31
211750169-1 | 211750169 - Approved | 1 | T-20041-00 | Fitting SS WATERS c/n WAT025604 5pc per pack | 1 | Pieces | USD | 116.75 | 116.75 | 2021-06-30 | FIP General | Irwan Sopian | FIP Engineering | FIP-DOM-ENG-51505-0000000-INA-000000 | PO Closed | GL2106040 | 2021-05-11 | - | 2021-08-07
211750169-2 | 211750169 - Approved | 2 | T-20044-00 | PEEK Tough Connector GL Sciences c/n 6010-48600 5 pcs per pack | 3 | Pack | USD | 135 | 405 | 2021-06-30 | FIP General | Irwan Sopian | FIP Engineering | FIP-DOM-ENG-51505-0000000-INA-000000 | PO Closed | GL2106040 | 2021-05-11 | - | 2021-08-07
211750173-1 | 211750173 - Approved | 1 | P-13581-00 | Mata Bor HSS-R | 1 | Pieces | IDR | 370000 | 370000 | 2021-07-19 | FIP General | Joko Nugroho | FIP Engineering | FIP-DOM-ENG-51404-0000000-INA-000000 | PO Closed | GL2107014 | 2021-05-17 | - | 2021-07-26
211750173-2 | 211750173 - Approved | 2 | P-13365-00 | Cutting Wheel 14" nippon resibon; ; ; | 4 | Pieces | IDR | 67500 | 270000 | 2021-07-19 | FIP Engineering | Joko Nugroho | FIP Engineering | FIP-DOM-000-11304-OS00001-INA-000000 | PO Closed | GL2107014 | 2021-05-17 | - | 2021-07-26
211750173-3 | 211750173 - Approved | 3 | P-11694-00 | Mata Gerinda 4" | 10 | Pieces | IDR | 5000 | 50000 | 2021-07-19 | FIP General | Joko Nugroho | FIP Engineering | FIP-DOM-ENG-51404-0000000-INA-000000 | PO Closed | GL2107014 | 2021-05-17 | - | 2021-07-26
211750172-1 | 211750172 - Approved | 1 | P-13497-00 | Engsel Piano SS | 3 | Pieces | IDR | 137500 | 412500 | 2021-07-12 | FIP General | Joko Nugroho | FIP Engineering | FIP-DOM-ENG-51404-0000000-INA-000000 | PO Closed | GL2107014 | 2021-05-17 | - | 2021-07-26
211750172-2 | 211750172 - Approved | 2 | P-17658-00 | Magnet Door Cabinet | 6 | Pieces | IDR | 12500 | 75000 | 2021-07-12 | FIP General | Joko Nugroho | FIP Engineering | FIP-DOM-ENG-51404-0000000-INA-000000 | PO Closed | GL2107014 | 2021-05-17 | - | 2021-07-26
211750172-3 | 211750172 - Approved | 3 | P-17659-00 | Tarikan Laci Bulat SS | 6 | Pieces | IDR | 10000 | 60000 | 2021-07-12 | FIP General | Joko Nugroho | FIP Engineering | FIP-DOM-ENG-51404-0000000-INA-000000 | PO Closed | GL2107014 | 2021-05-17 | - | 2021-07-26
211750171-1 | 211750171 - Approved | 1 | P-13445-00 | Plat Stainless Steel 304 | 1 | Meter | IDR | 1950000 | 1950000 | 2021-07-19 | FIP Engineering | Joko Nugroho | FIP Engineering | FIP-DOM-000-11304-OS00001-INA-000000 | PO Closed | GL2107014 | 2021-05-17 | - | 2021-08-10
211750171-2 | 211750171 - Approved | 2 | P-17167-00 | Hollow Stainless Steel 30x30x1.5 mm | 1 | Pieces | IDR | 475000 | 475000 | 2021-07-19 | FIP Engineering | Joko Nugroho | FIP Engineering | FIP-DOM-000-11304-OS00001-INA-000000 | PO Closed | GL2107014 | 2021-05-17 | - | 2021-08-10
211750179-1 | 211750179 - Approved | 1 | P-51559-00 | Lampu T5 14watt Putih Phillips | 20 | Pack | IDR | 29700 | 594000 | 2021-06-11 | FIP Engineering | Irwan Sopian | FIP Engineering | FIP-DOM-000-11304-OS00001-INA-000000 | PO Closed | GL2106006 | 2021-05-20 | - | 2021-06-16
211750179-2 | 211750179 - Approved | 2 | P-51560-00 | Lampu T5 28watt Putih Phillips | 40 | Pieces | IDR | 36000 | 1440000 | 2021-06-11 | FIP Engineering | Irwan Sopian | FIP Engineering | FIP-DOM-000-11304-OS00001-INA-000000 | PO Closed | GL2106006 | 2021-05-20 | - | 2021-06-16
211750178-1 | 211750178 - Approved | 1 | P-12994-00 | Nippon Tape - ASF-110FR | 2 | Pieces | IDR | 925000 | 1850000 | 2021-06-18 | FIP Engineering | Irwan Sopian | FIP Engineering | FIP-DOM-000-11304-OS00001-INA-000000 | PO Closed | GL2106006 | 2021-05-20 | - | 2021-06-16
211750177-1 | 211750177 - Approved | 1 | O-52467-00 | PMS Airnet - P/N. 1000013870 FRU,R,ANII,PROCESSOR PCB; ; ; | 1 | Unit | IDR | 20000000 | 20000000 | 2021-06-21 | FIP Engineering | Irwan Sopian | FIP Engineering | FIP-DOM-000-11304-OS00001-INA-000000 | PO Closed | GL2106036 | 2021-05-20 | - | 2021-09-21
211750177-2 | 211750177 - Approved | 2 | O-60001-00 | Service Charge PMS capping AirNet II 510 | 1 | Lot | IDR | 1500000 | 1500000 | 2021-06-21 | FIP General | Irwan Sopian | FIP Engineering | FIP-DOM-ENG-51504-0000000-INA-000000 | PO Closed | GL2106036 | 2021-05-20 | - | 2021-09-05
211750180-1 | 211750180 - Approved | 1 | O-15492-00 | SPA 1132 Brand : Optibelt / Bando Merah - P/N : - pc | 4 | Pieces | IDR | 50000 | 200000 | 2021-06-29 | FIP Engineering | Irwan Sopian | FIP Engineering | FIP-DOM-000-11304-OS00001-INA-000000 | PO Closed | GL2106038 | 2021-05-22 | - | 2021-07-15
211750180-2 | 211750180 - Approved | 2 | O-15489-00 | SPA 1120 Brand : Optibelt / Bando Merah Optibelt | 4 | Pieces | IDR | 50000 | 200000 | 2021-06-29 | FIP Engineering | Irwan Sopian | FIP Engineering | FIP-DOM-000-11304-OS00001-INA-000000 | PO Closed | GL2106038 | 2021-05-22 | - | 2021-07-15
211750183-1 | 211750183 - Approved | 1 | P-15944-00 | Sealing belt (nillon) 1.5 cm x 77cm | 2 | Pieces | IDR | 40000 | 80000 | 2021-06-28 | FIP General | Irwan Sopian | FIP Engineering | FIP-DOM-ENG-51404-0000000-INA-000000 | PO Closed | GL2107015 | 2021-05-25 | - | 2021-07-20
211750183-2 | 211750183 - Approved | 2 | O-54014-00 | STEKER 1 PHASE, BROCO | 5 | Pieces | IDR | 25000 | 125000 | 2021-06-28 | FIP Engineering | Irwan Sopian | FIP Engineering | FIP-DOM-000-11304-OS00001-INA-000000 | PO Closed | GL2107016 | 2021-05-25 | - | 2021-07-25
211750182-1 | 211750182 - Approved | 1 | O-17960-00 | Mixer Male Bearing, GMP, pH Range: pH1 pH14, 1/pack; NovAseptic; ; | 1 | Pack | IDR | 11634000 | 11634000 | 2021-06-30 | FIP Engineering | Irwan Sopian | FIP Engineering | FIP-DOM-000-11304-OS00001-INA-000000 | PO Closed | GL2106008 | 2021-05-25 | - | 2021-08-30
211750184-1 | 211750184 - Approved | 1 | P-52079-00 | Temperature Tranducer For Flow Meter Ultrasonic SHM | 1 | Pieces | IDR | 5500000 | 5500000 | 2021-06-25 | FIP Engineering | Irwan Sopian | FIP Engineering | FIP-DOM-000-11304-OS00001-INA-000000 | PO Closed | GL2106009 | 2021-05-27 | - | 2021-08-01
211750191-1 | 211750191 - Approved | 1 | Q-10662-00 | Capit Udang Laci Solid | 3 | Pieces | IDR | 32500 | 97500 | 2021-07-02 | FIP Engineering | Irwan Sopian | FIP Engineering | FIP-DOM-000-11304-OS00001-INA-000000 | PO Closed | GL2107034 | 2021-06-02 | - | 2021-07-22
211750191-2 | 211750191 - Approved | 2 | P-17717-00 | Fisher S 8 (1 box : 100 pcs) | 1 | Pieces | IDR | 40000 | 40000 | 2021-07-02 | FIP Engineering | Irwan Sopian | FIP Engineering | FIP-DOM-000-11304-OS00001-INA-000000 | PO Closed | GL2107016 | 2021-06-02 | - | 2021-07-25
211750191-3 | 211750191 - Approved | 3 | P-17749-00 | Reducing Nepple SS304 1/2Inch - 1/4Inch | 2 | Pieces | IDR | 38500 | 77000 | 2021-07-02 | FIP Engineering | Irwan Sopian | FIP Engineering | FIP-DOM-000-11304-OS00001-INA-000000 | PO Closed | GL2107016 | 2021-06-02 | - | 2021-07-25
211750191-4 | 211750191 - Approved | 4 | Q-50000-00 | Engsel Pintu SS | 2 | Pieces | IDR | 10000 | 20000 | 2021-07-02 | FIP General | Irwan Sopian | FIP Engineering | FIP-DOM-ENG-51404-0000000-INA-000000 | PO Closed | GL2107034 | 2021-06-02 | - | 2021-07-28
211750183-3 | 211750183 - Approved | 3 | P-14379-00 | Gasket 3/4" /EPDM; ; ; | 10 | Pieces | IDR | 15000 | 150000 | 2021-06-28 | FIP Engineering | Irwan Sopian | FIP Engineering | FIP-DOM-000-11304-OS00001-INA-000000 | PO Closed | GL2107016 | 2021-06-02 | - | 2021-07-25
211750180-3 | 211750180 - Approved | 3 | Q-10128-00 | Thinner Super End/Impala | 5 | Pieces | IDR | 115000 | 575000 | 2021-06-29 | FIP Engineering | Irwan Sopian | FIP Engineering | FIP-DOM-000-11304-OS00001-INA-000000 | PO Closed | GL2106031 | 2021-06-02 | - | 2021-07-01
211750208-1 | 211750208 - Approved | 1 | P-50325-00 | Limit Switch Z - 15GQ 22 - B 15 A / 125 / 250 VAC Highly | 1 | Pieces | IDR | 85000 | 85000 | 2021-07-09 | FIP Engineering | Irwan Sopian | FIP Engineering | FIP-DOM-000-11304-OS00001-INA-000000 | PO Closed | GL2107013 | 2021-06-09 | - | 2021-07-16
211750208-2 | 211750208 - Approved | 2 | P-51295-00 | Terminal blok kuningan 4 pin 600V25A | 2 | Pieces | IDR | 10000 | 20000 | 2021-07-09 | FIP Engineering | Irwan Sopian | FIP Engineering | FIP-DOM-000-11304-OS00001-INA-000000 | PO Closed | GL2107013 | 2021-06-09 | - | 2021-07-16
211750208-3 | 211750208 - Approved | 3 | P-52083-00 | Kabel LeadProbe Multitester Universal | 4 | Pieces | IDR | 20000 | 80000 | 2021-07-09 | FIP Engineering | Irwan Sopian | FIP Engineering | FIP-DOM-000-11304-OS00001-INA-000000 | PO Closed | GL2107013 | 2021-06-09 | - | 2021-07-16
211750212-1 | 211750212 - Approved | 1 | O-52478-00 | CRABS Z064CR-Proximity Sensor Schmersal BNS260-11ZG-ST-R | 2 | Pieces | IDR | 1270000 | 2540000 | 2021-07-02 | FIP Engineering | Irwan Sopian | FIP Engineering | FIP-DOM-000-11304-OS00001-INA-000000 | PO Closed | GL2107011 | 2021-06-16 | - | 2021-08-20
211750208-4 | 211750208 - Approved | 4 | P-52082-00 | Watt Meter (Pengukur Voltage,KWH dan Tegangan Arus Daya Listrik); ; ; | 1 | Pieces | IDR | 120000 | 120000 | 2021-07-09 | FIP Engineering | Irwan Sopian | FIP Engineering | FIP-DOM-000-11304-OS00001-INA-000000 | PO Closed | GL2107013 | 2021-06-16 | - | 2021-07-16
211750208-5 | 211750208 - Approved | 5 | Q-10683-00 | Stiker Vinil A3 | 6 | Pieces | IDR | 15000 | 90000 | 2021-07-09 | FIP General | Irwan Sopian | FIP Engineering | FIP-DOM-ENG-51502-0000000-INA-000000 | PO Closed | GL2106041 | 2021-06-16 | - | 2021-07-15
211750208-6 | 211750208 - Approved | 6 | P-14407-00 | Gate Valve 1/2 inch | 1 | Pieces | IDR | 80000 | 80000 | 2021-07-09 | FIP Engineering | Irwan Sopian | FIP Engineering | FIP-DOM-000-11304-OS00001-INA-000000 | PO Closed | GL2107013 | 2021-06-16 | - | 2021-07-16
211750208-7 | 211750208 - Approved | 7 | S-11203-00 | Sabun Cuci Piring Sunlight Lemmon Refill 800 ml | 2 | Pack | IDR | 15000 | 30000 | 2021-07-09 | FIP General | Irwan Sopian | FIP Engineering | FIP-DOM-ENG-51302-0000000-INA-000000 | PO Closed | GL2107013 | 2021-06-16 | - | 2021-07-16
211750208-8 | 211750208 - Approved | 8 | Q-10154-00 | Roller cat 230mm | 1 | Pieces | IDR | 10000 | 10000 | 2021-07-09 | FIP Engineering | Irwan Sopian | FIP Engineering | FIP-DOM-000-11304-OS00001-INA-000000 | PO Closed | GL2106041 | 2021-06-16 | - | 2021-07-15
211750208-9 | 211750208 - Approved | 9 | P-17176-00 | Protection Cover For Emergency Push Button 22mm FORT | 5 | Pieces | IDR | 20000 | 100000 | 2021-07-09 | FIP General | Irwan Sopian | FIP Engineering | FIP-DOM-ENG-51504-0000000-INA-000000 | PO Closed | GL2107013 | 2021-06-16 | - | 2021-07-16
211750208-10 | 211750208 - Approved | 10 | P-52081-00 | Reed Switch Magnetical | 5 | Pieces | IDR | 10000 | 50000 | 2021-07-09 | FIP Engineering | Irwan Sopian | FIP Engineering | FIP-DOM-000-11304-OS00001-INA-000000 | PO Closed | GL2107013 | 2021-06-16 | - | 2021-07-16
211750208-11 | 211750208 - Approved | 11 | P-52084-00 | Speaker Soundbar Mini Sonigrear | 1 | Pieces | IDR | 70000 | 70000 | 2021-07-09 | FIP General | Irwan Sopian | FIP Engineering | FIP-DOM-ENG-51504-0000000-INA-000000 | PO Closed | GL2107013 | 2021-06-16 | - | 2021-07-16
211750208-12 | 211750208 - Approved | 12 | P-52080-00 | USB Adapter Wifi Wireless TP LINK WN725N | 1 | Pieces | IDR | 86000 | 86000 | 2021-07-09 | FIP Engineering | Irwan Sopian | FIP Engineering | FIP-DOM-000-11304-OS00001-INA-000000 | PO Closed | GL2107013 | 2021-06-16 | - | 2021-07-16
211750208-13 | 211750208 - Approved | 13 | P-10390-00 | Ball Valve PVC 1" | 1 | Pieces | IDR | 25000 | 25000 | 2021-07-09 | FIP Engineering | Irwan Sopian | FIP Engineering | FIP-DOM-000-11304-OS00001-INA-000000 | PO Closed | GL2107013 | 2021-06-16 | - | 2021-07-16
211750213-1 | 211750213 - Approved | 1 | O-60001-00 | Perbaikan CC Thermolab Retaind Sample | 1 | Lot | IDR | 1250000 | 1250000 | 2021-07-16 | FIP General | Irwan Sopian | FIP Engineering | FIP-DOM-ENG-51504-0000000-INA-000000 | PO Closed | GL2107012 | 2021-06-18 | - | 2021-09-05
211750214-1 | 211750214 - Approved | 1 | O-16097-00 | FILTER KIT FOR 92XX/94XX MITRA PACK, PT P/N : A40989 pc | 1 | Unit | IDR | 3100000 | 3100000 | 2021-07-30 | FIP Engineering | Irwan Sopian | FIP Engineering | FIP-DOM-000-11304-OS00001-INA-000000 | PO Closed | GL2108028 | 2021-06-24 | - | 2021-08-25
211750214-2 | 211750214 - Approved | 2 | O-60001-00 | Jasa Flushing | 1 | Lot | IDR | 2000000 | 2000000 | 2021-07-30 | FIP General | Irwan Sopian | FIP Engineering | FIP-DOM-ENG-51504-0000000-INA-000000 | PO Closed | GL2108028 | 2021-06-24 | - | 2021-08-25
211750228-1 | 211750228 - Approved | 1 | P-51741-00 | Lampu Phillips PHP LED 710 7w E27 White 220-240v | 5 | Pieces | IDR | 31000 | 155000 | 2021-08-13 | FIP Engineering | Joko Nugroho | FIP Engineering | FIP-DOM-000-11304-OS00001-INA-000000 | PO Closed | GL2108019 | 2021-07-02 | - | 2021-08-30
211750228-2 | 211750228 - Approved | 2 | P-12764-00 | Silicone gasket for ferrule dia 1/2inch Taiwan | 5 | Pieces | IDR | 12000 | 60000 | 2021-08-13 | FIP Engineering | Joko Nugroho | FIP Engineering | FIP-DOM-000-11304-OS00001-INA-000000 | PO Closed | GL2108019 | 2021-07-02 | - | 2021-08-30
211750228-3 | 211750228 - Approved | 3 | P-53169-00 | Ballast Electronic EB-C 228 TL5, 2x28W; Phillips; ; | 2 | Pieces | IDR | 115000 | 230000 | 2021-08-13 | FIP Engineering | Joko Nugroho | FIP Engineering | FIP-DOM-000-11304-OS00001-INA-000000 | PO Closed | GL2108019 | 2021-07-02 | - | 2021-08-30
211750228-4 | 211750228 - Approved | 4 | P-10945-00 | Insulation - Seal Tape onda | 6 | Pieces | IDR | 4500 | 27000 | 2021-08-13 | FIP Engineering | Joko Nugroho | FIP Engineering | FIP-DOM-000-11304-OS00001-INA-000000 | PO Closed | GL2108019 | 2021-07-02 | - | 2021-08-30
211750228-5 | 211750228 - Approved | 5 | P-53173-00 | Ballast Electronic EB-C 214 TL5, 2x14W; Phillips; ; | 2 | Pieces | IDR | 115000 | 230000 | 2021-08-13 | FIP Engineering | Joko Nugroho | FIP Engineering | FIP-DOM-000-11304-OS00001-INA-000000 | PO Closed | GL2108019 | 2021-07-02 | - | 2021-08-30
211750228-6 | 211750228 - Approved | 6 | O-14641-00 | Silicone Gasket for Ferrule dia. 1"; ; ; | 5 | Pieces | IDR | 9600 | 48000 | 2021-08-13 | FIP Engineering | Joko Nugroho | FIP Engineering | FIP-DOM-000-11304-OS00001-INA-000000 | PO Closed | GL2108019 | 2021-07-02 | - | 2021-08-30
211750228-7 | 211750228 - Approved | 7 | P-14950-00 | Fitting Union Tee KQ2T04-00A | 2 | Pieces | IDR | 38070 | 76140 | 2021-08-13 | FIP Engineering | Joko Nugroho | FIP Engineering | FIP-DOM-000-11304-OS00001-INA-000000 | PO Closed | GL2108032 | 2021-07-02 | - | 2021-08-30
211750228-8 | 211750228 - Approved | 8 | O-15931-00 | Double Tape 3M 1" Merah - P/N : - pc | 3 | Pieces | IDR | 112500 | 337500 | 2021-08-13 | FIP Engineering | Joko Nugroho | FIP Engineering | FIP-DOM-000-11304-OS00001-INA-000000 | PO Closed | GL2108019 | 2021-07-02 | - | 2021-08-30
211750228-9 | 211750228 - Approved | 9 | P-14956-00 | Straight Union KQ2H06-00A | 3 | Pieces | IDR | 29000 | 87000 | 2021-08-13 | FIP Engineering | Joko Nugroho | FIP Engineering | FIP-DOM-000-11304-OS00001-INA-000000 | PO Closed | GL2108032 | 2021-07-02 | - | 2021-08-30
211750228-10 | 211750228 - Approved | 10 | P-53102-00 | Lampu PLC 13watt/E27 Putih Phillips | 23 | Pieces | IDR | 26100 | 600300 | 2021-08-13 | FIP Engineering | Joko Nugroho | FIP Engineering | FIP-DOM-000-11304-OS00001-INA-000000 | PO Closed | GL2108019 | 2021-07-02 | - | 2021-08-30
211750228-11 | 211750228 - Approved | 11 | Q-10249-00 | Lem Power Glue | 3 | Pieces | IDR | 4050 | 12150 | 2021-08-13 | FIP Engineering | Joko Nugroho | FIP Engineering | FIP-DOM-000-11304-OS00001-INA-000000 | PO Closed | GL2108011 | 2021-07-02 | - | 2021-08-19
211750228-12 | 211750228 - Approved | 12 | O-13521-00 | gasket 1 1/2" / EPDM - P/N : - pc | 3 | Pieces | IDR | 19800 | 59400 | 2021-08-13 | FIP Engineering | Joko Nugroho | FIP Engineering | FIP-DOM-000-11304-OS00001-INA-000000 | PO Closed | GL2108019 | 2021-07-02 | - | 2021-08-30
211750228-13 | 211750228 - Approved | 13 | Q-10232-00 | Silicone Sealant N10 White | 5 | Pieces | IDR | 45000 | 225000 | 2021-08-13 | FIP Engineering | Joko Nugroho | FIP Engineering | FIP-DOM-000-11304-OS00001-INA-000000 | PO Closed | GL2108011 | 2021-07-02 | - | 2021-08-19
211750228-14 | 211750228 - Approved | 14 | O-14640-00 | Silicone Gasket for Ferrule dia. 3/4" - P/N : - pc | 5 | Pieces | IDR | 12000 | 60000 | 2021-08-13 | FIP Engineering | Joko Nugroho | FIP Engineering | FIP-DOM-000-11304-OS00001-INA-000000 | PO Closed | GL2108019 | 2021-07-02 | - | 2021-08-30
211750228-15 | 211750228 - Approved | 15 | O-54014-00 | STEKER 1 PHASE, BROCO | 3 | Pieces | IDR | 10000 | 30000 | 2021-08-13 | FIP Engineering | Joko Nugroho | FIP Engineering | FIP-DOM-000-11304-OS00001-INA-000000 | PO Closed | GL2108019 | 2021-07-02 | - | 2021-08-30
211750228-16 | 211750228 - Approved | 16 | P-14952-00 | Fitting Union Tee KQ2T08-00A | 2 | Pieces | IDR | 44888 | 89776 | 2021-08-13 | FIP Engineering | Joko Nugroho | FIP Engineering | FIP-DOM-000-11304-OS00001-INA-000000 | PO Closed | GL2108032 | 2021-07-02 | - | 2021-08-30
211750228-17 | 211750228 - Approved | 17 | P-51559-00 | Lampu T5 14watt Putih Phillips | 15 | Pack | IDR | 29700 | 445500 | 2021-08-13 | FIP Engineering | Joko Nugroho | FIP Engineering | FIP-DOM-000-11304-OS00001-INA-000000 | PO Closed | GL2108019 | 2021-07-02 | - | 2021-08-30
211750228-18 | 211750228 - Approved | 18 | P-51027-00 | Isolasi Kabel SCOTCH super 33+ size: 19 mmx20x0.177 mm ( vinyl electric tape ) Black 3M | 2 | Pieces | IDR | 47700 | 95400 | 2021-08-13 | FIP Engineering | Joko Nugroho | FIP Engineering | FIP-DOM-000-11304-OS00001-INA-000000 | PO Closed | GL2108019 | 2021-07-02 | - | 2021-08-30
211750228-19 | 211750228 - Approved | 19 | P-53214-00 | Epoxy Adhesive DEXTONE | 2 | Pieces | IDR | 13500 | 27000 | 2021-08-13 | FIP Engineering | Joko Nugroho | FIP Engineering | FIP-DOM-000-11304-OS00001-INA-000000 | PO Closed | GL2108019 | 2021-07-02 | - | 2021-08-30
211750228-20 | 211750228 - Approved | 20 | P-15851-00 | AMPLAS EAGLE 100 | 5 | Pieces | IDR | 3300 | 16500 | 2021-08-13 | FIP Engineering | Joko Nugroho | FIP Engineering | FIP-DOM-000-11304-OS00001-INA-000000 | PO Closed | GL2108019 | 2021-07-02 | - | 2021-08-30
211750228-21 | 211750228 - Approved | 21 | P-15852-00 | AMPLAS EAGLE 500 | 5 | Pieces | IDR | 4500 | 22500 | 2021-08-13 | FIP Engineering | Joko Nugroho | FIP Engineering | FIP-DOM-000-11304-OS00001-INA-000000 | PO Closed | GL2108019 | 2021-07-02 | - | 2021-08-30
211750228-22 | 211750228 - Approved | 22 | P-13389-00 | Scotch Brite 3M | 5 | Pieces | IDR | 13500 | 67500 | 2021-08-13 | FIP Engineering | Joko Nugroho | FIP Engineering | FIP-DOM-000-11304-OS00001-INA-000000 | PO Closed | GL2108019 | 2021-07-02 | - | 2021-08-30
211750239-1 | 211750239 - Approved | 1 | O-17995-00 | Freeze Dryer MBE1207 - Slot Door Vacuum Gasket dia.12.7 P/N : EB41-00517 | 4 | Meter | USD | 30.51 | 122.04 | 2021-08-27 | FIP Engineering | Irwan Sopian | FIP Engineering | FIP-DOM-000-11304-OS00001-INA-000000 | PO Closed | GL2108031 | 2021-07-14 | - | 2021-12-27
211750239-2 | 211750239 - Approved | 2 | O-17996-00 | Freeze Dryer MBE1207 - Slot Door Pressure Gasket P/N : EDF01-02016 | 1 | Unit | USD | 139.09 | 139.09 | 2021-08-27 | FIP Engineering | Irwan Sopian | FIP Engineering | FIP-DOM-000-11304-OS00001-INA-000000 | PO Closed | GL2108031 | 2021-07-14 | - | 2021-12-27
211750239-3 | 211750239 - Approved | 3 | O-17997-00 | Freeze Dryer MBE1207 - Mushroom Seal P/N : EBSF0005AR0 | 3 | Meter | USD | 26.85 | 80.55 | 2021-08-27 | FIP Engineering | Irwan Sopian | FIP Engineering | FIP-DOM-000-11304-OS00001-INA-000000 | PO Closed | GL2108031 | 2021-07-14 | - | 2021-12-27
211750239-4 | 211750239 - Approved | 4 | O-17998-00 | Freeze Dryer MBE1207 - Main Door Gasket P/N : EB41-00568 | 8 | Meter | USD | 78.11 | 624.88 | 2021-08-27 | FIP Engineering | Irwan Sopian | FIP Engineering | FIP-DOM-000-11304-OS00001-INA-000000 | PO Closed | GL2108031 | 2021-07-14 | - | 2021-12-27
211750242-1 | 211750242 - Approved | 1 | R-20002-00 | CSV Module F/TOC600 TOC Analyzer P/N: FG1200650 | 1 | Unit | IDR | 68907000 | 68907000 | 2021-08-31 | FIP General | Ronald Effendi | FIP Engineering | FIP-DOM-ENG-13405-EQ21009-INA-000000 | PO Closed | GL2108005 | 2021-07-16 | - | 2021-10-09
211750242-2 | 211750242 - Approved | 2 | R-20002-00 | KIT A643 RGT Calibration P/N: FG5017401 | 1 | Unit | IDR | 12797000 | 12797000 | 2021-08-31 | FIP General | Ronald Effendi | FIP Engineering | FIP-DOM-ENG-13405-EQ21009-INA-000000 | PO Closed | GL2108005 | 2021-07-16 | - | 2021-10-09
211750249-1 | 211750249 - Approved | 1 | O-52496-00 | Selenoid Valve SMC P/N : VF5220-5DZ1-03 | 1 | Pieces | IDR | 2321000 | 2321000 | 2021-08-26 | FIP Engineering | Irwan Sopian | FIP Engineering | FIP-DOM-000-11304-OS00001-INA-000000 | PO Closed | GL2107021 | 2021-07-22 | - | 2021-08-15
211750249-2 | 211750249 - Approved | 2 | O-18009-00 | Silincer SMC P/N : AN30-03 | 2 | Pieces | IDR | 77000 | 154000 | 2021-08-26 | FIP Engineering | Irwan Sopian | FIP Engineering | FIP-DOM-000-11304-OS00001-INA-000000 | PO Closed | GL2107021 | 2021-07-22 | - | 2021-08-15
211750249-3 | 211750249 - Approved | 3 | O-18010-00 | Fitting SMC P/N : KQ2H08-03AS | 3 | Pieces | IDR | 44000 | 132000 | 2021-08-26 | FIP Engineering | Irwan Sopian | FIP Engineering | FIP-DOM-000-11304-OS00001-INA-000000 | PO Closed | GL2107021 | 2021-07-22 | - | 2021-08-15
211750249-4 | 211750249 - Approved | 4 | O-18011-00 | Air Filter SMC P/N : AF40-04-A | 1 | Pieces | IDR | 501000 | 501000 | 2021-08-26 | FIP Engineering | Irwan Sopian | FIP Engineering | FIP-DOM-000-11304-OS00001-INA-000000 | PO Closed | GL2107021 | 2021-07-22 | - | 2021-08-15
211750252-1 | 211750252 - Approved | 1 | T-12097-00 | SSD VGEN 128GB 2.5" SATA; ; ; | 1 | Pieces | IDR | 500000 | 500000 | 2021-08-13 | FIP General | Irwan Sopian | FIP Engineering | FIP-DOM-ENG-51504-0000000-INA-000000 | PO Closed | GL2108001 | 2021-07-27 | - | 2021-08-16
211750294-1 | 211750294 - Approved | 1 | P-53202-00 | HVAC - Programmable RH & Temp. transmitter MF-HTT 0-100% RH dan 0-100 deg.C 24VAAC Micatrone | 2 | Unit | IDR | 11475000 | 22950000 | 2021-10-22 | FIP Engineering | Irwan Sopian | FIP Engineering | FIP-DOM-000-11304-OS00001-INA-000000 | PO Closed | GL2110016 | 2021-08-13 | - | 2021-10-22
211750292-1 | 211750292 - Approved | 1 | T-20123-00 | Acquity PDA/TUV 2489/2998 Perf Main Kit (lampu HPLC) Waters P/N 201000281 1 pc | 1 | Pieces | IDR | 10859355 | 10859355 | 2021-09-03 | FIP General | Irwan Sopian | FIP Engineering | FIP-DOM-ENG-51505-0000000-INA-000000 | PO Closed | GL2109050 | 2021-08-13 | - | 2021-10-22
211750291-1 | 211750291 - Approved | 1 | P-14424-00 | Garam Kutreat RGN-9800F 25Kg/zak | 300 | Kilogram | IDR | 9500 | 2850000 | 2021-08-31 | FIP Engineering | Irwan Sopian | FIP Engineering | FIP-DOM-000-11304-OS00001-INA-000000 | PO Closed | GL2108063 | 2021-08-13 | - | 2021-09-03
211750290-1 | 211750290 - Approved | 1 | O-11109-00 | Bearing 6002-2RSH | 9 | Pieces | IDR | 47700 | 429300 | 2021-08-31 | FIP Engineering | Irwan Sopian | FIP Engineering | FIP-DOM-000-11304-OS00001-INA-000000 | PO Closed | GL2108044 | 2021-08-13 | - | 2021-09-05
211750290-2 | 211750290 - Approved | 2 | O-18041-00 | Bearing 624 ZZ SKF | 50 | Pieces | IDR | 44100 | 2205000 | 2021-08-31 | FIP Engineering | Irwan Sopian | FIP Engineering | FIP-DOM-000-11304-OS00001-INA-000000 | PO Closed | GL2108044 | 2021-08-13 | - | 2021-09-05
211750290-3 | 211750290 - Approved | 3 | P-12083-00 | Clamp selang SS dia 1/2inch ex TRIDON | 20 | Pieces | IDR | 4000 | 80000 | 2021-08-31 | FIP Engineering | Irwan Sopian | FIP Engineering | FIP-DOM-000-11304-OS00001-INA-000000 | PO Closed | GL2108060 | 2021-08-13 | - | 2021-09-05
211750290-4 | 211750290 - Approved | 4 | P-12082-00 | Clamp selang ss dia 3/4inch ex TRIDON | 10 | Pieces | IDR | 5000 | 50000 | 2021-08-31 | FIP Engineering | Irwan Sopian | FIP Engineering | FIP-DOM-000-11304-OS00001-INA-000000 | PO Closed | GL2108060 | 2021-08-13 | - | 2021-09-05
211750290-6 | 211750290 - Approved | 6 | O-16647-00 | Washing RAR4 - Oring Silicone Merah 23x18x2.5 mm | 20 | Pieces | IDR | 35000 | 700000 | 2021-08-31 | FIP Engineering | Irwan Sopian | FIP Engineering | FIP-DOM-000-11304-OS00001-INA-000000 | PO Closed | GL2108061 | 2021-08-13 | - | 2021-09-10
211750289-1 | 211750289 - Approved | 1 | O-52497-00 | UV Lamp SUEZ P/N: CARK 35010-01 | 1 | Pieces | IDR | 12467087.5 | 12467087.5 | 2021-09-24 | FIP Engineering | Irwan Sopian | FIP Engineering | FIP-DOM-000-11304-OS00001-INA-000000 | PO Closed | GL2109028 | 2021-08-13 | - | 2021-09-24
211750288-1 | 211750288 - Approved | 1 | P-60000-00 | Pembuatan Port terminal BIBO (Integrity) | 1 | Lot | IDR | 998500 | 998500 | 2021-08-31 | FIP General | Irwan Sopian | FIP Engineering | FIP-DOM-ENG-51504-0000000-INA-000000 | PO Closed | GL2108029 | 2021-08-13 | - | 2021-08-31
211750296-1 | 211750296 - Approved | 1 | S-60002-00 | Repair Kebocoran Cooling Chamber Wet Lab | 1 | Lot | IDR | 1500000 | 1500000 | 2021-09-10 | FIP General | Irwan Sopian | FIP Engineering | FIP-DOM-ENG-51508-0000000-INA-000000 | PO Closed | GL2109029 | 2021-08-19 | - | 2021-09-25
211750298-1 | 211750298 - Approved | 1 | Q-10805-00 | Multipox MX-98 White @ 20 KG PROPAN PAIL | 1 | Pail | IDR | 2766875 | 2766875 | 2021-09-10 | FIP Engineering | Joko Nugroho | FIP Engineering | FIP-DOM-000-11304-OS00001-INA-000000 | PO Closed | GL2109020 | 2021-08-20 | - | 2021-10-12
211750298-2 | 211750298 - Approved | 2 | Q-10475-00 | Cat Tembok | 1 | Can | IDR | 1987500 | 1987500 | 2021-09-10 | FIP General | Joko Nugroho | FIP Engineering | FIP-DOM-ENG-51502-0000000-INA-000000 | PO Closed | GL2109007 | 2021-08-20 | - | 2021-09-16
211750297-1 | 211750297 - Approved | 1 | P-51560-00 | Lampu T5 28watt Putih Phillips | 40 | Pieces | IDR | 32400 | 1296000 | 2021-09-10 | FIP Engineering | Joko Nugroho | FIP Engineering | FIP-DOM-000-11304-OS00001-INA-000000 | PO Closed | GL2109035 | 2021-08-20 | - | 2021-09-25
211750297-3 | 211750297 - Approved | 3 | P-53173-00 | Ballast Electronic EB-C 214 TL5, 2x14W; Phillips; ; | 3 | Pieces | IDR | 115000 | 345000 | 2021-09-10 | FIP Engineering | Joko Nugroho | FIP Engineering | FIP-DOM-000-11304-OS00001-INA-000000 | PO Closed | GL2109035 | 2021-08-20 | - | 2021-09-25
211750297-4 | 211750297 - Approved | 4 | O-15718-00 | SYNTHETIC FOOD GRADE, CRC - P/N : NSF H1 pc | 1 | Pieces | IDR | 243000 | 243000 | 2021-09-17 | FIP Engineering | Joko Nugroho | FIP Engineering | FIP-DOM-000-11304-OS00001-INA-000000 | PO Closed | GL2109035 | 2021-08-20 | - | 2021-09-25
211750297-6 | 211750297 - Approved | 6 | Q-10249-00 | Lem Power Glue | 5 | Pieces | IDR | 4050 | 20250 | 2021-09-10 | FIP Engineering | Joko Nugroho | FIP Engineering | FIP-DOM-000-11304-OS00001-INA-000000 | PO Closed | GL2109007 | 2021-08-20 | - | 2021-09-16
211750303-1 | 211750303 - Approved | 1 | O-13799-00 | Carbon Vanes VT4.40 INTIDAYA DINAMIKA SEJATI, PT P/N : - pc | 1 | Pieces | IDR | 8227000 | 8227000 | 2021-09-24 | FIP Engineering | Irwan Sopian | FIP Engineering | FIP-DOM-000-11304-OS00001-INA-000000 | PO Closed | GL2109025 | 2021-08-23 | - | 2021-09-14
211750302-1 | 211750302 - Approved | 1 | O-52496-00 | Selenoid Valve SMC P/N : VF5220-5DZ1-03 | 2 | Pieces | IDR | 2321000 | 4642000 | 2021-09-17 | FIP Engineering | Irwan Sopian | FIP Engineering | FIP-DOM-000-11304-OS00001-INA-000000 | PO Closed | GL2109023 | 2021-08-23 | - | 2021-09-17
211750302-2 | 211750302 - Approved | 2 | O-18009-00 | Silincer SMC P/N : AN30-03 | 4 | Pieces | IDR | 77000 | 308000 | 2021-09-17 | FIP Engineering | Irwan Sopian | FIP Engineering | FIP-DOM-000-11304-OS00001-INA-000000 | PO Closed | GL2109023 | 2021-08-23 | - | 2021-09-17
211750302-3 | 211750302 - Approved | 3 | O-18010-00 | Fitting SMC P/N : KQ2H08-03AS | 6 | Pieces | IDR | 44000 | 264000 | 2021-09-17 | FIP Engineering | Irwan Sopian | FIP Engineering | FIP-DOM-000-11304-OS00001-INA-000000 | PO Closed | GL2109023 | 2021-08-23 | - | 2021-09-17
211750304-1 | 211750304 - Approved | 1 | S-60050-00 | Pembuatan Manual Valve Produk Mesin Filling (Gemu) | 1 | Pieces | IDR | 15300000 | 15300000 | 2021-09-17 | FIP General | Irwan Sopian | FIP Engineering | FIP-DOM-ENG-51504-0000000-INA-000000 | PO Closed | GL2109024 | 2021-08-24 | - | 2021-09-15
211750298-4 | 211750298 - Approved | 4 | Q-10724-00 | Semen MU 301 Plester Plus | 2 | Unit | IDR | 115000 | 230000 | 2021-09-10 | FIP Engineering | Irwan Sopian | FIP Engineering | FIP-DOM-000-11304-OS00001-INA-000000 | PO Closed | GL2109007 | 2021-08-24 | - | 2021-09-16
211750297-8 | 211750297 - Approved | 8 | P-51559-00 | Lampu T5 14watt Putih Phillips | 40 | Pack | IDR | 29700 | 1188000 | 2021-09-17 | FIP Engineering | Irwan Sopian | FIP Engineering | FIP-DOM-000-11304-OS00001-INA-000000 | PO Closed | GL2109035 | 2021-08-26 | - | 2021-09-25
211750306-1 | 211750306 - Approved | 1 | P-10892-00 | Fitting PVC - SDL PVC 1" | 2 | Pieces | IDR | 8500 | 17000 | 2021-09-24 | FIP Engineering | Irwan Sopian | FIP Engineering | FIP-DOM-000-11304-OS00001-INA-000000 | PO Closed | GL2109035 | 2021-08-27 | - | 2021-09-25
211750306-2 | 211750306 - Approved | 2 | P-14976-00 | Ball Valve PVC 1/2"; ; ; | 4 | Pieces | IDR | 35000 | 140000 | 2021-09-24 | FIP Engineering | Irwan Sopian | FIP Engineering | FIP-DOM-000-11304-OS00001-INA-000000 | PO Closed | GL2109035 | 2021-08-27 | - | 2021-09-25
211750306-3 | 211750306 - Approved | 3 | P-12943-00 | Water Mur PVC dia 1/2inch | 2 | Pieces | IDR | 32500 | 65000 | 2021-09-24 | FIP Engineering | Irwan Sopian | FIP Engineering | FIP-DOM-000-11304-OS00001-INA-000000 | PO Closed | GL2109035 | 2021-08-27 | - | 2021-09-25
211750306-4 | 211750306 - Approved | 4 | P-12725-00 | Reducer PVC AW dia 3/4inch x 1/2 inch | 2 | Pieces | IDR | 5500 | 11000 | 2021-09-24 | FIP Engineering | Irwan Sopian | FIP Engineering | FIP-DOM-000-11304-OS00001-INA-000000 | PO Closed | GL2109035 | 2021-08-27 | - | 2021-09-25
211750320-1 | 211750320 - Approved | 1 | P-50325-00 | Limit Switch Z - 15GQ 22 - B 15 A / 125 / 250 VAC Highly | 2 | Pieces | IDR | 250000 | 500000 | 2021-09-30 | FIP Engineering | Irwan Sopian | FIP Engineering | FIP-DOM-000-11304-OS00001-INA-000000 | PO Closed | GL2109035 | 2021-09-01 | - | 2021-09-25
211750320-2 | 211750320 - Approved | 2 | O-18043-00 | Name Plate For Sampling Point Material SS304 25x70x0.3mm | 15 | Pieces | IDR | 43500 | 652500 | 2021-09-30 | FIP General | Irwan Sopian | FIP Engineering | FIP-DOM-ENG-51504-0000000-INA-000000 | PO Closed | GL2109035 | 2021-09-01 | - | 2021-09-25
211750319-1 | 211750319 - Approved | 1 | P-13759-00 | STILL RX 50-10C - Wheel Brake Cyl | 1 | Unit | IDR | 2585000 | 2585000 | 2021-10-08 | FIP Engineering | Irwan Sopian | FIP Engineering | FIP-DOM-000-11304-OS00001-INA-000000 | PO Closed | GL2110013 | 2021-09-01 | - | 2021-10-31
211750319-2 | 211750319 - Approved | 2 | P-13758-00 | STILL RX 50-10C - Oil Rem | 1 | Pieces | IDR | 150000 | 150000 | 2021-10-08 | FIP Engineering | Irwan Sopian | FIP Engineering | FIP-DOM-000-11304-OS00001-INA-000000 | PO Closed | GL2110013 | 2021-09-01 | - | 2021-10-31
211750319-3 | 211750319 - Approved | 3 | S-60050-00 | Jasa Pasang Wheel Brake Cly | 1 | Pieces | IDR | 750000 | 750000 | 2021-10-15 | FIP General | Irwan Sopian | FIP Engineering | FIP-DOM-ENG-51504-0000000-INA-000000 | PO Closed | GL2110013 | 2021-09-01 | - | 2021-12-11
211750306-5 | 211750306 - Approved | 5 | P-10874-00 | Fitting PVC - Reducer PVC 1" - 1/2" | 2 | Pieces | IDR | 6500 | 13000 | 2021-09-24 | FIP Engineering | Irwan Sopian | FIP Engineering | FIP-DOM-000-11304-OS00001-INA-000000 | PO Closed | GL2109035 | 2021-09-01 | - | 2021-09-25
211750306-6 | 211750306 - Approved | 6 | P-14969-00 | Fitting PVC - SDL PVC 3/4"; ; ; | 2 | Pieces | IDR | 8500 | 17000 | 2021-09-24 | FIP Engineering | Irwan Sopian | FIP Engineering | FIP-DOM-000-11304-OS00001-INA-000000 | PO Closed | GL2109035 | 2021-09-01 | - | 2021-09-25
211750306-7 | 211750306 - Approved | 7 | P-12804-00 | Sock Drat dalam PVC AW dia 1/2inch | 2 | Pieces | IDR | 4500 | 9000 | 2021-09-24 | FIP Engineering | Irwan Sopian | FIP Engineering | FIP-DOM-000-11304-OS00001-INA-000000 | PO Closed | GL2109035 | 2021-09-01 | - | 2021-09-25
211750306-8 | 211750306 - Approved | 8 | P-17812-00 | Nepple Hose Kuningan 1/2 Inch | 2 | Pieces | IDR | 20000 | 40000 | 2021-09-24 | FIP Engineering | Irwan Sopian | FIP Engineering | FIP-DOM-000-11304-OS00001-INA-000000 | PO Closed | GL2109035 | 2021-09-01 | - | 2021-09-25
211750336-1 | 211750336 - Approved | 1 | S-60050-00 | Perbaikan Mesin FD (Ganti Expansion Valve FD) | 1 | Pieces | IDR | 5000000 | 5000000 | 2021-10-08 | FIP General | Irwan Sopian | FIP Engineering | FIP-DOM-ENG-51504-0000000-INA-000000 | PO Closed | GL2110015 | 2021-09-14 | - | 2021-10-25
211750335-1 | 211750335 - Approved | 1 | S-60002-00 | Perbaikan Pipa Steam diarea Water system | 1 | Lot | IDR | 9480000 | 9480000 | 2021-10-08 | FIP General | Irwan Sopian | FIP Engineering | FIP-DOM-ENG-51508-0000000-INA-000000 | PO Closed | GL2110014 | 2021-09-14 | - | 2021-10-25
211750334-1 | 211750334 - Approved | 1 | P-50140-00 | Battery UPS | 2 | Pieces | IDR | 592500 | 1185000 | 2021-10-08 | FIP Engineering | Irwan Sopian | FIP Engineering | FIP-DOM-000-11304-OS00001-INA-000000 | PO Closed | GL2109039 | 2021-09-14 | - | 2021-10-08
211750334-2 | 211750334 - Approved | 2 | O-50994-00 | Battery kering 12V 7,2AH; ; ; | 6 | Pieces | IDR | 345000 | 2070000 | 2021-10-08 | FIP Engineering | Irwan Sopian | FIP Engineering | FIP-DOM-000-11304-OS00001-INA-000000 | PO Closed | GL2109039 | 2021-09-14 | - | 2021-10-08
211750342-1 | 211750342 - Approved | 1 | S-60050-00 | Pembuatan Selang Silicone Foodgrade + Ferrule ConnectorPMS | 1 | Pieces | IDR | 9400000 | 9400000 | 2021-10-22 | FIP General | Irwan Sopian | FIP Engineering | FIP-DOM-ENG-51504-0000000-INA-000000 | PO Closed | GL2110017 | 2021-09-21 | - | 2021-10-26
211750344-1 | 211750344 - Approved | 1 | P-53133-00 | Kabel Belden AWG 22 | 1 | Roll | IDR | 3240000 | 3240000 | 2021-10-22 | FIP Engineering | Irwan Sopian | FIP Engineering | FIP-DOM-000-11304-OS00001-INA-000000 | PO Closed | GL2110019 | 2021-09-22 | - | 2021-10-25
211750343-1 | 211750343 - Approved | 1 | S-60050-00 | Repair Nozzle Mesin EDM | 2 | Pieces | IDR | 885000 | 1770000 | 2021-10-22 | FIP General | Irwan Sopian | FIP Engineering | FIP-DOM-ENG-51504-0000000-INA-000000 | PO Closed | GL2110018 | 2021-09-22 | - | 2021-10-30
211750345-1 | 211750345 - Approved | 1 | R-71000-00 | Pembuatan Dinding Musholla Kantin | 1 | Unit | IDR | 5488480 | 5488480 | 2021-11-12 | FIP General | Irwan Sopian | FIP Engineering | FIP-DOM-ENG-13402-BL21002-INA-000000 | PO Closed | GL2111001 | 2021-09-24 | - | 2021-12-11
211750350-1 | 211750350 - Approved | 1 | O-12868-00 | Emflon PFR Membrane Filter Cartridges 0.2 um PALL P/N : AB05 PFR2 PVH4 pc | 1 | Pieces | IDR | 3850000 | 3850000 | 2021-10-29 | FIP Engineering | Irwan Sopian | FIP Engineering | FIP-DOM-000-11304-OS00001-INA-000000 | PO Closed | GL2110042 | 2021-09-27 | - | 2022-01-18
211750350-2 | 211750350 - Approved | 2 | P-17390-00 | PALL - AB1PFR7PVH4, 0.2 um; ; ; | 1 | Pieces | IDR | 5780000 | 5780000 | 2021-10-29 | FIP Engineering | Irwan Sopian | FIP Engineering | FIP-DOM-000-11304-OS00001-INA-000000 | PO Closed | GL2110042 | 2021-09-27 | - | 2021-11-05
211750348-1 | 211750348 - Approved | 1 | R-71000-00 | Pembuatan Partisi Koridor Arah Koridor QA-Kantin | 1 | Unit | IDR | 12431160 | 12431160 | 2021-11-12 | FIP General | Kristiawan Sakti Winarno | FIP Engineering | FIP-DOM-ENG-13402-BL21003-INA-000000 | PO Closed | GL2111001 | 2021-09-27 | - | 2021-12-11
211750353-1 | 211750353 - Approved | 1 | S-60002-00 | Pengecekan Room Pressure RPM21603 (Karena tidak tebaca di EMS) AHU D1-4 | 1 | Lot | IDR | 1500000 | 1500000 | 2021-10-29 | FIP General | Irwan Sopian | FIP Engineering | FIP-DOM-ENG-51508-0000000-INA-000000 | PO Closed | GL2110021 | 2021-09-30 | - | 2021-10-30
211750349-4 | 211750349 - Approved | 4 | R-20002-00 | Automatic Valve GEMU DN20 + Connector Ferrule Sampling TOC | 1 | Unit | IDR | 9200000 | 9200000 | 2021-11-05 | FIP General | Kristiawan Sakti Winarno | FIP Engineering | FIP-DOM-ENG-13405-EQ21009-INA-000000 | PO Closed | GL2111046 | 2021-09-30 | - | 2021-12-30
211750362-1 | 211750362 - Approved | 1 | P-52160-00 | Valve Actuator 1000N Stroke 20mm Siemens Type : SKD60 | 1 | Unit | IDR | 9800000 | 9800000 | 2021-11-12 | FIP Engineering | Irwan Sopian | FIP Engineering | FIP-DOM-000-11304-OS00001-INA-000000 | PO Closed | GL2110043 | 2021-10-04 | - | 2021-11-30
211750361-1 | 211750361 - Approved | 1 | Q-20010-00 | Keramik Granito Warna Ivory | 1 | Box | IDR | 498000 | 498000 | 2021-10-29 | FIP General | Irwan Sopian | FIP Engineering | FIP-DOM-ENG-51502-0000000-INA-000000 | PO Closed | GL2110002 | 2021-10-04 | - | 2021-10-18
211750361-2 | 211750361 - Approved | 2 | P-17830-00 | Cleaner Stainless Stell & Polish 3M | 2 | Can | IDR | 215000 | 430000 | 2021-10-29 | FIP Engineering | Irwan Sopian | FIP Engineering | FIP-DOM-000-11304-OS00001-INA-000000 | PO Closed | GL2110020 | 2021-10-04 | - | 2021-10-29
211750361-3 | 211750361 - Approved | 3 | Q-10731-00 | Kunci Lemari Arsip Lion L33/ELITE LION | 1 | Pieces | IDR | 437500 | 437500 | 2021-10-29 | FIP Engineering | Irwan Sopian | FIP Engineering | FIP-DOM-000-11304-OS00001-INA-000000 | PO Closed | GL2110002 | 2021-10-04 | - | 2021-10-18
211750361-4 | 211750361 - Approved | 4 | P-11348-00 | Roda Caster Supo Dia : 3" ( 75 x 38 mm) / Swivel Flange / With Breake | 2 | Pieces | IDR | 268500 | 537000 | 2021-10-29 | FIP Engineering | Irwan Sopian | FIP Engineering | FIP-DOM-000-11304-OS00001-INA-000000 | PO Closed | GL2110020 | 2021-10-04 | - | 2021-10-29
211750361-5 | 211750361 - Approved | 5 | P-50122-00 | Balast Quitronick Osram 1x18/20/ 220 - 240V | 4 | Pieces | IDR | 68500 | 274000 | 2021-10-29 | FIP Engineering | Irwan Sopian | FIP Engineering | FIP-DOM-000-11304-OS00001-INA-000000 | PO Closed | GL2110020 | 2021-10-04 | - | 2021-10-29
211750360-1 | 211750360 - Approved | 1 | S-60050-00 | Pembuatan Cover Antistatic (Ion Shower) Mesin Filling | 2 | Pieces | IDR | 325000 | 650000 | 2021-11-05 | FIP General | Irwan Sopian | FIP Engineering | FIP-DOM-ENG-51504-0000000-INA-000000 | PO Closed | GL2110022 | 2021-10-04 | - | 2021-10-29
211750376-1 | 211750376 - Approved | 1 | S-60050-00 | Perbaikan Markem Mesin Cartoning (Alarm Jet Not Detected) | 1 | Pieces | IDR | 3820000 | 3820000 | 2021-10-29 | FIP General | Irwan Sopian | FIP Engineering | FIP-DOM-ENG-51504-0000000-INA-000000 | PO Closed | GL2110044 | 2021-10-07 | - | 2021-11-10
211750386-1 | 211750386 - Approved | 1 | P-17048-00 | Regulator Argon | 1 | Pieces | IDR | 1700000 | 1700000 | 2021-11-05 | FIP General | Irwan Sopian | FIP Engineering | FIP-DOM-ENG-51404-0000000-INA-000000 | PO Closed | GL2110045 | 2021-10-11 | - | 2021-11-05
211750385-1 | 211750385 - Approved | 1 | P-52033-00 | Inverter HVAC Drives FC-102 2,2 kw 380-480 V Danfoss; ; ; | 1 | Unit | IDR | 10150000 | 10150000 | 2021-11-26 | FIP Engineering | Irwan Sopian | FIP Engineering | FIP-DOM-000-11304-OS00001-INA-000000 | PO Closed | GL2110046 | 2021-10-11 | - | 2021-11-30
211750387-1 | 211750387 - Approved | 1 | O-50994-00 | Battery kering 12V 7,2AH; ; ; | 2 | Pieces | IDR | 345000 | 690000 | 2021-11-05 | FIP Engineering | Irwan Sopian | FIP Engineering | FIP-DOM-000-11304-OS00001-INA-000000 | PO Closed | GL2110047 | 2021-10-12 | - | 2021-11-10
211750387-3 | 211750387 - Approved | 3 | P-11818-00 | Acrylic tebal 5mm ukr : 1000 x 2000 | 1 | Pieces | IDR | 1250000 | 1250000 | 2021-11-05 | FIP Engineering | Irwan Sopian | FIP Engineering | FIP-DOM-000-11304-OS00001-INA-000000 | PO Closed | GL2110047 | 2021-10-12 | - | 2021-11-10
211750387-4 | 211750387 - Approved | 4 | Q-10572-00 | PHILIPS - Lampu LED TL T8 120 Cm 16 Watt | 8 | Pieces | IDR | 75000 | 600000 | 2021-11-05 | FIP Engineering | Irwan Sopian | FIP Engineering | FIP-DOM-000-11304-OS00001-INA-000000 | PO Closed | GL2110037 | 2021-10-12 | - | 2021-11-12
211750390-1 | 211750390 - Approved | 1 | Q-10746-00 | Cat Tembok WeatherShield 40544M Day Break Dulux | 1 | Unit | IDR | 2550000 | 2550000 | 2021-11-12 | FIP Engineering | Irwan Sopian | FIP Engineering | FIP-DOM-000-11304-OS00001-INA-000000 | PO Closed | GL2110037 | 2021-10-14 | - | 2021-11-12
211750390-2 | 211750390 - Approved | 2 | P-52193-00 | Lampu UV 8 Watt | 5 | Pieces | IDR | 150000 | 750000 | 2021-11-12 | FIP Engineering | Irwan Sopian | FIP Engineering | FIP-DOM-000-11304-OS00001-INA-000000 | PO Closed | GL2110049 | 2021-10-14 | - | 2021-11-12
211750390-3 | 211750390 - Approved | 3 | P-17875-00 | SMC - Air Regulator type AR20-02BG-B | 2 | Pieces | IDR | 548000 | 1096000 | 2021-11-12 | FIP Engineering | Irwan Sopian | FIP Engineering | FIP-DOM-000-11304-OS00001-INA-000000 | PO Closed | GL2110050 | 2021-10-14 | - | 2021-11-15
211750390-4 | 211750390 - Approved | 4 | Q-10745-00 | Lem ZAMITEX 500 gr | 2 | Pieces | IDR | 35000 | 70000 | 2021-11-12 | FIP General | Irwan Sopian | FIP Engineering | FIP-DOM-ENG-51502-0000000-INA-000000 | PO Closed | GL2110037 | 2021-10-14 | - | 2021-11-05
211750390-5 | 211750390 - Approved | 5 | S-65007-00 | Fan Motor Kulkas F61-10 | 1 | Pieces | IDR | 84500 | 84500 | 2021-11-12 | FIP General | Irwan Sopian | FIP Engineering | FIP-DOM-ENG-51504-0000000-INA-000000 | PO Closed | GL2110049 | 2021-10-14 | - | 2021-10-29
211750390-6 | 211750390 - Approved | 6 | S-65008-00 | Vention Kabel Splitter Audio 3,5mm Female; ; ; | 1 | Pieces | IDR | 67500 | 67500 | 2021-11-12 | FIP General | Irwan Sopian | FIP Engineering | FIP-DOM-ENG-51504-0000000-INA-000000 | PO Closed | GL2110049 | 2021-10-14 | - | 2021-10-29
211750390-7 | 211750390 - Approved | 7 | S-63035-00 | Cover Penutup Saklar | 6 | Pieces | IDR | 18000 | 108000 | 2021-11-12 | FIP General | Irwan Sopian | FIP Engineering | FIP-DOM-ENG-51504-0000000-INA-000000 | PO Closed | GL2110049 | 2021-10-14 | - | 2021-10-29
211750390-8 | 211750390 - Approved | 8 | P-17862-00 | Tee PVC AW dia 1 1/4inch x 1 1/2inch | 2 | Pieces | IDR | 15000 | 30000 | 2021-11-12 | FIP Engineering | Irwan Sopian | FIP Engineering | FIP-DOM-000-11304-OS00001-INA-000000 | PO Closed | GL2110049 | 2021-10-14 | - | 2021-10-29
211750389-1 | 211750389 - Approved | 1 | O-18108-00 | Freeze Dryer MBE1207 - Therm.Exp.Valve TE2 R404A/R507A 068Z3403 DANFOSS | 1 | Pieces | IDR | 2000000 | 2000000 | 2021-11-05 | FIP Engineering | Irwan Sopian | FIP Engineering | FIP-DOM-000-11304-OS00001-INA-000000 | PO Closed | GL2110048 | 2021-10-14 | - | 2021-11-10
211750389-2 | 211750389 - Approved | 2 | O-18094-00 | Freeze Dryer MBE1207 - Orifice 0,3 Danfoss; ; ; | 1 | Pieces | IDR | 500000 | 500000 | 2021-11-05 | FIP Engineering | Irwan Sopian | FIP Engineering | FIP-DOM-000-11304-OS00001-INA-000000 | PO Closed | GL2110048 | 2021-10-14 | - | 2021-11-10
211750400-1 | 211750400 - Approved | 1 | S-63036-00 | Sticker White Doff Viny | 2 | Pieces | IDR | 55250 | 110500 | 2021-11-12 | FIP General | Irwan Sopian | FIP Engineering | FIP-DOM-ENG-51504-0000000-INA-000000 | PO Closed | GL2111011 | 2021-10-22 | - | 2021-11-12
211750400-2 | 211750400 - Approved | 2 | O-51771-00 | WAGO 750-501 2-CHANNEL DIGITAL OUTPUT MODULE STD PACK | 2 | Unit | IDR | 2620450 | 5240900 | 2021-11-12 | FIP Engineering | Irwan Sopian | FIP Engineering | FIP-DOM-000-11304-OS00001-INA-000000 | PO Closed | GL2111011 | 2021-10-22 | - | 2021-11-12
211750402-1 | 211750402 - Approved | 1 | S-60002-00 | Perbaikan AC Server 1 PK | 1 | Lot | IDR | 4200000 | 4200000 | 2021-11-19 | FIP General | Irwan Sopian | FIP Engineering | FIP-DOM-ENG-51508-0000000-INA-000000 | PO Closed | GL2111010 | 2021-10-25 | - | 2021-11-12
211750405-1 | 211750405 - Approved | 1 | Q-11000-00 | Perbaikan drain toilet pria lt.2 | 1 | Lot | IDR | 1595000 | 1595000 | 2021-11-30 | FIP General | Irwan Sopian | FIP Engineering | FIP-DOM-ENG-51502-0000000-INA-000000 | PO Closed | GL2111007 | 2021-10-27 | - | 2021-12-11
211750404-1 | 211750404 - Approved | 1 | P-17818-00 | Heater Double Loop SS304 Dia: 8,2 x 255 mm Nepple: M12 Baut: M4 1500W 230V; ; ; | 2 | Pieces | IDR | 550000 | 1100000 | 2021-11-26 | FIP Engineering | Irwan Sopian | FIP Engineering | FIP-DOM-000-11304-OS00001-INA-000000 | PO Closed | GL2111020 | 2021-10-27 | - | 2021-11-30
211750403-1 | 211750403 - Approved | 1 | Q-10731-00 | Kunci Lemari Arsip Lion L33/ELITE LION | 1 | Pieces | IDR | 437500 | 437500 | 2021-11-26 | FIP Engineering | Irwan Sopian | FIP Engineering | FIP-DOM-000-11304-OS00001-INA-000000 | PO Closed | GL2111006 | 2021-10-27 | - | 2021-11-25
211750403-2 | 211750403 - Approved | 2 | P-51929-00 | Lampu TL5 14W/865 Philips | 6 | Pieces | IDR | 115000 | 690000 | 2021-11-26 | FIP Engineering | Irwan Sopian | FIP Engineering | FIP-DOM-000-11304-OS00001-INA-000000 | PO Closed | GL2111033 | 2021-10-27 | - | 2021-11-30
211750403-3 | 211750403 - Approved | 3 | P-53102-00 | Lampu PLC 13watt/E27 Putih Phillips | 20 | Pieces | IDR | 36500 | 730000 | 2021-11-26 | FIP Engineering | Irwan Sopian | FIP Engineering | FIP-DOM-000-11304-OS00001-INA-000000 | PO Closed | GL2111033 | 2021-10-27 | - | 2021-11-30
211750403-4 | 211750403 - Approved | 4 | P-51559-00 | Lampu T5 14watt Putih Phillips | 40 | Pack | IDR | 38500 | 1540000 | 2021-11-26 | FIP Engineering | Irwan Sopian | FIP Engineering | FIP-DOM-000-11304-OS00001-INA-000000 | PO Closed | GL2111033 | 2021-10-27 | - | 2021-11-30
211750403-5 | 211750403 - Approved | 5 | P-50740-00 | Stop Kontak 3lubang 220 volt, 6A UTICON | 2 | Pieces | IDR | 48500 | 97000 | 2021-11-26 | FIP Engineering | Irwan Sopian | FIP Engineering | FIP-DOM-000-11304-OS00001-INA-000000 | PO Closed | GL2111033 | 2021-10-27 | - | 2021-11-30
211750403-6 | 211750403 - Approved | 6 | Q-10509-00 | Cable Ducting | 8 | Pieces | IDR | 25000 | 200000 | 2021-11-26 | FIP General | Irwan Sopian | FIP Engineering | FIP-DOM-ENG-51502-0000000-INA-000000 | PO Closed | GL2111006 | 2021-10-27 | - | 2021-12-11
211750408-1 | 211750408 - Approved | 1 | Q-10752-00 | Cat Duragloss Silver Metalic 9115 Propan | 2 | Can | IDR | 115000 | 230000 | 2021-11-26 | FIP Engineering | Irwan Sopian | FIP Engineering | FIP-DOM-000-11304-OS00001-INA-000000 | PO Closed | GL2111005 | 2021-10-28 | - | 2021-12-02
211750408-2 | 211750408 - Approved | 2 | P-17897-00 | Foam Tape Perekat 1 Sisi 3mm x 25mm x 10M | 1 | Pieces | IDR | 77500 | 77500 | 2021-11-26 | FIP Engineering | Irwan Sopian | FIP Engineering | FIP-DOM-000-11304-OS00001-INA-000000 | PO Closed | GL2111036 | 2021-10-28 | - | 2021-11-26
211750408-3 | 211750408 - Approved | 3 | P-17896-00 | Hole saw u/ stainless stell dia 37 mm | 1 | Pieces | IDR | 135000 | 135000 | 2021-11-26 | FIP Engineering | Irwan Sopian | FIP Engineering | FIP-DOM-000-11304-OS00001-INA-000000 | PO Closed | GL2111036 | 2021-10-28 | - | 2021-11-26
211750408-4 | 211750408 - Approved | 4 | O-18120-00 | Capping VCM200 - Lock Nut Cramping | 5 | Pieces | IDR | 447000 | 2235000 | 2021-11-30 | FIP Engineering | Irwan Sopian | FIP Engineering | FIP-DOM-000-11304-OS00001-INA-000000 | PO Closed | GL2111035 | 2021-10-28 | - | 2021-12-05
211750407-1 | 211750407 - Approved | 1 | O-52530-00 | Sensor PH Meter Type : InPro3250/120/PT1000 PN. 52002548 Mettler-Toledo | 1 | Pieces | IDR | 11321000 | 11321000 | 2021-11-30 | FIP Engineering | Irwan Sopian | FIP Engineering | FIP-DOM-000-11304-OS00001-INA-000000 | PO Closed | GL2111034 | 2021-10-28 | - | 2021-12-31
211750406-1 | 211750406 - Approved | 1 | P-52208-00 | Solid State Relay SSR-150A 480VAC 3-32Vdc MaxWell | 1 | Pieces | IDR | 3000000 | 3000000 | 2021-11-26 | FIP Engineering | Irwan Sopian | FIP Engineering | FIP-DOM-000-11304-OS00001-INA-000000 | PO Closed | GL2111012 | 2021-10-28 | - | 2021-11-12
211750410-1 | 211750410 - Approved | 1 | P-15862-00 | PAPER RECORD YOKOGAWA FOLDING CHART B9565AW | 5 | Pieces | IDR | 230000 | 1150000 | 2021-11-22 | FIP Engineering | Joko Nugroho | FIP Engineering | FIP-DOM-000-11304-OS00001-INA-000000 | PO Closed | GL2111038 | 2021-11-01 | - | 2021-11-30
211750410-2 | 211750410 - Approved | 2 | P-51741-00 | Lampu Phillips PHP LED 710 7w E27 White 220-240v | 6 | Pieces | IDR | 31500 | 189000 | 2021-11-22 | FIP Engineering | Joko Nugroho | FIP Engineering | FIP-DOM-000-11304-OS00001-INA-000000 | PO Closed | GL2111037 | 2021-11-01 | - | 2021-12-05
211750410-3 | 211750410 - Approved | 3 | P-10945-00 | Insulation - Seal Tape onda | 6 | Pieces | IDR | 4000 | 24000 | 2021-11-22 | FIP Engineering | Joko Nugroho | FIP Engineering | FIP-DOM-000-11304-OS00001-INA-000000 | PO Closed | GL2111037 | 2021-11-01 | - | 2021-12-05
211750410-4 | 211750410 - Approved | 4 | O-15718-00 | SYNTHETIC FOOD GRADE, CRC - P/N : NSF H1 pc | 1 | Pieces | IDR | 243000 | 243000 | 2021-11-22 | FIP Engineering | Joko Nugroho | FIP Engineering | FIP-DOM-000-11304-OS00001-INA-000000 | PO Closed | GL2111037 | 2021-11-01 | - | 2021-12-05
211750410-5 | 211750410 - Approved | 5 | O-14641-00 | Silicone Gasket for Ferrule dia. 1"; ; ; | 4 | Pieces | IDR | 9600 | 38400 | 2021-11-22 | FIP Engineering | Joko Nugroho | FIP Engineering | FIP-DOM-000-11304-OS00001-INA-000000 | PO Closed | GL2111037 | 2021-11-01 | - | 2021-12-05
211750410-6 | 211750410 - Approved | 6 | O-15493-00 | SPA 1082 Brand : Optibelt / Bando Merah Optibelt | 2 | Pieces | IDR | 96800 | 193600 | 2021-11-22 | FIP Engineering | Joko Nugroho | FIP Engineering | FIP-DOM-000-11304-OS00001-INA-000000 | PO Closed | GL2111037 | 2021-11-01 | - | 2021-12-05
211750423-1 | 211750423 - Approved | 1 | O-18124-00 | Mixing Tank Adam - USM T60 Impeller with 20mm Silicon Carbide, G10-012; ; ; | 1 | Pieces | IDR | 57000000 | 57000000 | 2021-12-10 | FIP Engineering | Irwan Sopian | FIP Engineering | FIP-DOM-000-11304-OS00001-INA-000000 | PO Closed | GL2111013 | 2021-11-04 | - | 2021-12-15
211750435-1 | 211750435 - Approved | 1 | R-20002-00 | TOC Integration Charges + Include Setting Login for User level on PW Generator By Austar | 1 | Unit | USD | 3200 | 3200 | 2022-01-21 | FIP General | Kristiawan Sakti Winarno | FIP Engineering | FIP-DOM-ENG-13405-EQ21009-INA-000000 | PO Closed | GL2203033 | 2021-11-05 | - | 2022-04-30
211750435-2 | 211750435 - Approved | 2 | R-20002-00 | SUEZ - Sievers M500 Online TOC Analyzers | 1 | Unit | IDR | 399000000 | 399000000 | 2022-01-21 | FIP General | Kristiawan Sakti Winarno | FIP Engineering | FIP-DOM-ENG-13405-EQ21009-INA-000000 | PO Closed | GL2112018 | 2021-11-05 | - | 2022-01-30
211750410-7 | 211750410 - Approved | 7 | P-51560-00 | Lampu T5 28watt Putih Phillips | 40 | Pieces | IDR | 43500 | 1740000 | 2021-11-30 | FIP Engineering | Irwan Sopian | FIP Engineering | FIP-DOM-000-11304-OS00001-INA-000000 | PO Closed | GL2111037 | 2021-11-08 | - | 2021-12-05
211750410-8 | 211750410 - Approved | 8 | O-15931-00 | Double Tape 3M 1" Merah - P/N : - pc | 5 | Pieces | IDR | 78500 | 392500 | 2021-11-30 | FIP Engineering | Irwan Sopian | FIP Engineering | FIP-DOM-000-11304-OS00001-INA-000000 | PO Closed | GL2111037 | 2021-11-08 | - | 2021-12-05
211750410-9 | 211750410 - Approved | 9 | Q-10232-00 | Silicone Sealant N10 White | 5 | Pieces | IDR | 45000 | 225000 | 2021-11-30 | FIP Engineering | Irwan Sopian | FIP Engineering | FIP-DOM-000-11304-OS00001-INA-000000 | PO Closed | GL2111037 | 2021-11-08 | - | 2021-12-05
211750410-10 | 211750410 - Approved | 10 | Q-10509-00 | Cable Ducting | 10 | Pieces | IDR | 25000 | 250000 | 2021-11-30 | FIP General | Irwan Sopian | FIP Engineering | FIP-DOM-ENG-51502-0000000-INA-000000 | PO Closed | GL2111037 | 2021-11-08 | - | 2021-12-05
211750439-1 | 211750439 - Approved | 1 | O-52530-00 | Sensor PH Meter Type : InPro3250/120/PT1000 PN. 52002548 Mettler-Toledo | 1 | Pieces | IDR | 11321000 | 11321000 | 2021-12-31 | FIP Engineering | Irwan Sopian | FIP Engineering | FIP-DOM-000-11304-OS00001-INA-000000 | PO Closed | GL2111034 | 2021-11-10 | - | 2021-12-31
211750438-1 | 211750438 - Approved | 1 | P-53202-00 | HVAC - Programmable RH & Temp. transmitter MF-HTT 0-100% RH dan 0-100 deg.C 24VAAC Micatrone | 1 | Unit | IDR | 11000000 | 11000000 | 2021-12-17 | FIP Engineering | Irwan Sopian | FIP Engineering | FIP-DOM-000-11304-OS00001-INA-000000 | PO Closed | GL2112003 | 2021-11-10 | - | 2021-12-31
211750441-1 | 211750441 - Approved | 1 | S-63041-00 | CPU Tray For PC | 3 | Unit | IDR | 243000 | 729000 | 2021-12-17 | FIP General | Irwan Sopian | FIP Engineering | FIP-DOM-ENG-51504-0000000-INA-000000 | PO Closed | GL2112001 | 2021-11-11 | - | 2021-12-17
211750441-2 | 211750441 - Approved | 2 | P-52202-00 | Lampu TL5 21W/865 Philips | 2 | Pieces | IDR | 33000 | 66000 | 2021-12-17 | FIP Engineering | Irwan Sopian | FIP Engineering | FIP-DOM-000-11304-OS00001-INA-000000 | PO Closed | GL2112001 | 2021-11-11 | - | 2021-12-17
211750441-3 | 211750441 - Approved | 3 | P-17920-00 | Rantai RS-35 Hitech | 1 | Pieces | IDR | 150000 | 150000 | 2021-12-17 | FIP General | Irwan Sopian | FIP Engineering | FIP-DOM-ENG-51504-0000000-INA-000000 | PO Closed | GL2112002 | 2021-11-11 | - | 2021-12-11
211750441-4 | 211750441 - Approved | 4 | P-13600-00 | Besi Pejal SS 304 dia.8 mm | 1 | Pieces | IDR | 350000 | 350000 | 2021-12-17 | FIP Engineering | Irwan Sopian | FIP Engineering | FIP-DOM-000-11304-OS00001-INA-000000 | PO Closed | GL2112002 | 2021-11-11 | - | 2021-12-17
211750441-5 | 211750441 - Approved | 5 | Q-10130-00 | TOTO - Kran Wastafel Faucet TX 126 LE | 2 | Pieces | IDR | 1435000 | 2870000 | 2021-12-17 | FIP General | Irwan Sopian | FIP Engineering | FIP-DOM-ENG-51502-0000000-INA-000000 | PO Closed | GL2111057 | 2021-11-11 | - | 2021-12-06
211750440-1 | 211750440 - Approved | 1 | S-65009-00 | SCHINDLER ELEVATOR - Cross Flow Fan | 1 | Pieces | IDR | 5850000 | 5850000 | 2021-12-24 | FIP General | Irwan Sopian | FIP Engineering | FIP-DOM-ENG-51504-0000000-INA-000000 | PO Closed | GL2111039 | 2021-11-11 | - | 2021-12-24
211750440-2 | 211750440 - Approved | 2 | P-17899-00 | SCHINDLER ELEVATOR - Door Shoe | 4 | Pieces | IDR | 317000 | 1268000 | 2021-12-24 | FIP General | Irwan Sopian | FIP Engineering | FIP-DOM-ENG-51504-0000000-INA-000000 | PO Closed | GL2111039 | 2021-11-11 | - | 2021-12-24
211750441-6 | 211750441 - Approved | 6 | P-17896-00 | Hole saw u/ stainless stell dia 37 mm | 1 | Pieces | IDR | 135000 | 135000 | 2021-12-17 | FIP Engineering | Irwan Sopian | FIP Engineering | FIP-DOM-000-11304-OS00001-INA-000000 | PO Closed | GL2112001 | 2021-11-12 | - | 2021-12-17
211750441-7 | 211750441 - Approved | 7 | Q-10752-00 | Cat Duragloss Silver Metalic 9115 Propan | 2 | Can | IDR | 115000 | 230000 | 2021-12-17 | FIP Engineering | Irwan Sopian | FIP Engineering | FIP-DOM-000-11304-OS00001-INA-000000 | PO Closed | GL2111057 | 2021-11-12 | - | 2021-12-06
211750441-8 | 211750441 - Approved | 8 | P-11003-00 | Mur SS 8 mm | 10 | Pieces | IDR | 1500 | 15000 | 2021-12-17 | FIP Engineering | Irwan Sopian | FIP Engineering | FIP-DOM-000-11304-OS00001-INA-000000 | PO Closed | GL2112001 | 2021-11-12 | - | 2021-12-17
211750450-1 | 211750450 - Approved | 1 | P-52229-00 | Flow Sensor S401 Insertion Type Flow Sensor,220 mm; SUTO; ; | 1 | Unit | IDR | 49392000 | 49392000 | 2021-12-31 | FIP Engineering | Irwan Sopian | FIP Engineering | FIP-DOM-000-11304-OS00001-INA-000000 | PO Closed | GL2112006 | 2021-11-19 | - | 2021-12-31
211750449-1 | 211750449 - Approved | 1 | S-60050-00 | Untuk Pekerjaan Poleshing Jacket Tank Mixing 200 Ltr | 1 | Pieces | IDR | 9000000 | 9000000 | 2021-12-24 | FIP General | Irwan Sopian | FIP Engineering | FIP-DOM-ENG-51504-0000000-INA-000000 | PO Closed | GL2112007 | 2021-11-19 | - | 2021-12-24
211750448-1 | 211750448 - Approved | 1 | S-60002-00 | Untuk Pekerjaan Pemindahan Flow Meter dari Pipa Compressor ke Pipa Steam | 1 | Lot | IDR | 9000000 | 9000000 | 2021-12-24 | FIP General | Irwan Sopian | FIP Engineering | FIP-DOM-ENG-51508-0000000-INA-000000 | PO Closed | GL2112008 | 2021-11-19 | - | 2021-12-24
211750453-1 | 211750453 - Approved | 1 | R-62024-00 | Desktop Switch 8 Ports TP-LINK TL-SG1008MP | 2 | Unit | IDR | 1546350 | 3092700 | 2021-12-14 | FIP General | Joko Nugroho | FIP Engineering | FIP-DOM-ENG-13408-ITNB200-INA-000000 | PO Closed | GL2112026 | 2021-11-25 | - | 2021-12-24
211750456-1 | 211750456 - Approved | 1 | P-15938-00 | Water Hardness Test Kit | 1 | Box | IDR | 273500 | 273500 | 2021-12-24 | FIP General | Irwan Sopian | FIP Engineering | FIP-DOM-ENG-51504-0000000-INA-000000 | PO Closed | GL2112011 | 2021-11-30 | - | 2021-12-11
211750456-2 | 211750456 - Approved | 2 | O-15619-00 | HIGH PRECISION OPTICAL FIBER 10MM WIDTH FU-12, VIALS MAXIMUM LOAD AT OUTFEED SENSOR KEYENCE P/N : - pc | 2 | Unit | IDR | 2161000 | 4322000 | 2021-12-24 | FIP Engineering | Irwan Sopian | FIP Engineering | FIP-DOM-000-11304-OS00001-INA-000000 | PO Closed | GL2112010 | 2021-11-30 | - | 2021-12-24
211750455-1 | 211750455 - Approved | 1 | O-50994-00 | Battery kering 12V 7,2AH; ; ; | 4 | Pieces | IDR | 345000 | 1380000 | 2021-12-24 | FIP Engineering | Irwan Sopian | FIP Engineering | FIP-DOM-000-11304-OS00001-INA-000000 | PO Closed | GL2112009 | 2021-11-30 | - | 2021-12-24
211750454-1 | 211750454 - Approved | 1 | T-12105-00 | SSD SP 256GB 2.5 Inch SATA | 1 | Pieces | IDR | 700000 | 700000 | 2021-12-17 | FIP General | Irwan Sopian | FIP Engineering | FIP-DOM-ENG-51504-0000000-INA-000000 | PO Closed | GL2112024 | 2021-11-30 | - | 2021-12-21
211750466-1 | 211750466 - Approved | 1 | O-12735-00 | Tubing Polyurethane TU0604 Clear SMC Part No. X3 roll | 50 | Roll | IDR | 12000 | 600000 | 2021-12-31 | FIP General | Irwan Sopian | FIP Engineering | FIP-DOM-ENG-51404-0000000-INA-000000 | PO Closed | GL2112022 | 2021-12-01 | - | 2021-12-31
211750466-2 | 211750466 - Approved | 2 | O-12734-00 | Tubing Polyurethane TU0805 Clear, SMC, roll SINAR MUTIARA CAKRABUANA, PT P/N : X3 pc | 50 | Roll | IDR | 23000 | 1150000 | 2021-12-31 | FIP General | Irwan Sopian | FIP Engineering | FIP-DOM-ENG-51404-0000000-INA-000000 | PO Closed | GL2112022 | 2021-12-01 | - | 2021-12-31
211750463-1 | 211750463 - Approved | 1 | P-12275-00 | FESTO - QS-1/4-6 Push-In fitting p/n 153003 | 8 | Pieces | IDR | 29923 | 239384 | 2021-12-31 | FIP Engineering | Irwan Sopian | FIP Engineering | FIP-DOM-000-11304-OS00001-INA-000000 | PO Closed | GL2112021 | 2021-12-01 | - | 2021-12-31
211750463-2 | 211750463 - Approved | 2 | P-12276-00 | FESTO - QS-1/4-8 Push-In fitting p/n 153005 | 5 | Pieces | IDR | 31848 | 159240 | 2021-12-31 | FIP Engineering | Irwan Sopian | FIP Engineering | FIP-DOM-000-11304-OS00001-INA-000000 | PO Closed | GL2112021 | 2021-12-01 | - | 2021-12-31
211750463-3 | 211750463 - Approved | 3 | P-12279-00 | FESTO - QS-1/8-6 Push-In fitting p/n 153002 | 5 | Pieces | IDR | 25198 | 125990 | 2021-12-31 | FIP Engineering | Irwan Sopian | FIP Engineering | FIP-DOM-000-11304-OS00001-INA-000000 | PO Closed | GL2112021 | 2021-12-01 | - | 2021-12-31
211750463-4 | 211750463 - Approved | 4 | P-12280-00 | FESTO - QS-1/8-8 Push-In fitting p/n 153004 | 5 | Pieces | IDR | 30798 | 153990 | 2021-12-31 | FIP Engineering | Irwan Sopian | FIP Engineering | FIP-DOM-000-11304-OS00001-INA-000000 | PO Closed | GL2112021 | 2021-12-01 | - | 2021-12-31
211750463-5 | 211750463 - Approved | 5 | P-12287-00 | FESTO - QS-3/8-8 Push-In fitting p/n 153006 | 5 | Pieces | IDR | 34298 | 171490 | 2021-12-31 | FIP Engineering | Irwan Sopian | FIP Engineering | FIP-DOM-000-11304-OS00001-INA-000000 | PO Closed | GL2112021 | 2021-12-01 | - | 2021-12-31
211750463-6 | 211750463 - Approved | 6 | P-12261-00 | FESTO - Push In Connector QS-6 p/n 153032 | 5 | Pieces | IDR | 45000 | 225000 | 2021-12-31 | FIP Engineering | Irwan Sopian | FIP Engineering | FIP-DOM-000-11304-OS00001-INA-000000 | PO Closed | GL2112021 | 2021-12-01 | - | 2021-12-31
211750463-7 | 211750463 - Approved | 7 | P-12263-00 | FESTO - Push In Connector QS-8 p/n 153033 | 5 | Pieces | IDR | 60000 | 300000 | 2021-12-31 | FIP Engineering | Irwan Sopian | FIP Engineering | FIP-DOM-000-11304-OS00001-INA-000000 | PO Closed | GL2112021 | 2021-12-01 | - | 2021-12-31
211750463-8 | 211750463 - Approved | 8 | P-12265-00 | FESTO - Push In Connector QS-8-6 p/n 153038 | 5 | Pieces | IDR | 47000 | 235000 | 2021-12-31 | FIP Engineering | Irwan Sopian | FIP Engineering | FIP-DOM-000-11304-OS00001-INA-000000 | PO Closed | GL2112021 | 2021-12-01 | - | 2021-12-31
211750463-9 | 211750463 - Approved | 9 | P-12305-00 | FESTO - QST-6 Push in t-connection p/n 153129 | 5 | Pieces | IDR | 55000 | 275000 | 2021-12-31 | FIP Engineering | Irwan Sopian | FIP Engineering | FIP-DOM-000-11304-OS00001-INA-000000 | PO Closed | GL2112021 | 2021-12-01 | - | 2021-12-31
211750463-10 | 211750463 - Approved | 10 | P-12306-00 | FESTO - QST-8 push in t- connection p/n 153130 | 5 | Pieces | IDR | 48000 | 240000 | 2021-12-31 | FIP Engineering | Irwan Sopian | FIP Engineering | FIP-DOM-000-11304-OS00001-INA-000000 | PO Closed | GL2112021 | 2021-12-01 | - | 2021-12-31
211750462-1 | 211750462 - Approved | 1 | S-60002-00 | Penambahan Header untuk Jalur Drain Steam Hot Water | 1 | Lot | IDR | 9044000 | 9044000 | 2021-12-31 | FIP General | Irwan Sopian | FIP Engineering | FIP-DOM-ENG-51508-0000000-INA-000000 | PO Closed | GL2112051 | 2021-12-01 | - | 2022-01-02
211750461-1 | 211750461 - Approved | 1 | S-60002-00 | Penggantian Pipa Pressure Tank Hot Water | 1 | Lot | IDR | 6480000 | 6480000 | 2021-12-31 | FIP General | Irwan Sopian | FIP Engineering | FIP-DOM-ENG-51508-0000000-INA-000000 | PO Closed | GL2112005 | 2021-12-01 | - | 2021-12-31
211750457-1 | 211750457 - Approved | 1 | T-20447-00 | GC inlet seal, gold plated, with washer.; Agilent; Part No. 5188-5367; 1 pc per pack | 1 | Pack | IDR | 496800 | 496800 | 2021-12-31 | FIP General | Irwan Sopian | FIP Engineering | FIP-DOM-ENG-51505-0000000-INA-000000 | PO Closed | GL2112036 | 2021-12-01 | - | 2022-02-24
211750457-2 | 211750457 - Approved | 2 | T-20320-00 | Inlet liner, Ultra Inert, split, low pressure drop, glass wool; Agilent; Part No. 5190-2295; 1/pk | 1 | Pieces | IDR | 611820 | 611820 | 2021-12-31 | FIP General | Irwan Sopian | FIP Engineering | FIP-DOM-ENG-51505-0000000-INA-000000 | PO Closed | GL2112036 | 2021-12-01 | - | 2022-02-24
211750457-3 | 211750457 - Approved | 3 | T-20348-00 | Non-Stick Liner O-Ring,; Agilent; Part No. 5188-6405; 5/pk | 1 | Pack | IDR | 203040 | 203040 | 2021-12-31 | FIP General | Irwan Sopian | FIP Engineering | FIP-DOM-ENG-51505-0000000-INA-000000 | PO Closed | GL2112036 | 2021-12-01 | - | 2022-04-14
211750457-4 | 211750457 - Approved | 4 | T-20055-00 | PerformancePlus Check Valve Cartridge Waters p/n 700002399 | 1 | Pieces | IDR | 5814500 | 5814500 | 2021-12-31 | FIP General | Irwan Sopian | FIP Engineering | FIP-DOM-ENG-51505-0000000-INA-000000 | PO Closed | GL2112039 | 2021-12-01 | - | 2022-01-31
211750470-1 | 211750470 - Approved | 1 | S-60050-00 | Jasa Perbaikan dan Pemeliharaan Mesin Produksi | 2 | Pieces | IDR | 885000 | 1770000 | 2021-12-31 | FIP General | Irwan Sopian | FIP Engineering | FIP-DOM-ENG-51504-0000000-INA-000000 | PO Closed | GL2112043 | 2021-12-02 | - | 2021-12-31
211750486-1 | 211750486 - Approved | 1 | P-51736-00 | Kabel UTP isi 8 Cat 5e merk BELDEN | 1 | Roll | IDR | 1800000 | 1800000 | 2021-12-31 | FIP Engineering | Irwan Sopian | FIP Engineering | FIP-DOM-000-11304-OS00001-INA-000000 | PO Closed | GL2112025 | 2021-12-07 | - | 2021-12-25
211750486-2 | 211750486 - Approved | 2 | P-50288-00 | Bola Lampu - Halogen 20 W Osram | 4 | Pieces | IDR | 76500 | 306000 | 2021-12-31 | FIP Engineering | Irwan Sopian | FIP Engineering | FIP-DOM-000-11304-OS00001-INA-000000 | PO Closed | GL2112025 | 2021-12-07 | - | 2021-12-25
211750485-1 | 211750485 - Approved | 1 | P-52242-00 | Inverter FC202 Aqua Drives 5.5KW 3x380 VAC Danfoss | 1 | Unit | IDR | 16900000 | 16900000 | 2021-12-31 | FIP Engineering | Irwan Sopian | FIP Engineering | FIP-DOM-000-11304-OS00001-INA-000000 | PO Closed | GL2112027 | 2021-12-07 | - | 2021-12-31
211750491-1 | 211750491 - Approved | 1 | Q-11000-00 | Perbaikan Keramik Lantai gompal di hall loby,keramik packhall,Keramik depan dumpwaiter lt3 gompal &Keramik retak dua gompal dikantin,musholla lt3 dan Area Engineering total ada 43 pcs keramik | 1 | Lot | IDR | 6337500 | 6337500 | 2021-12-31 | FIP General | Irwan Sopian | FIP Engineering | FIP-DOM-ENG-51502-0000000-INA-000000 | PO Closed | GL2112077 | 2021-12-08 | - | 2022-04-29
211750490-1 | 211750490 - Approved | 1 | S-60002-00 | Pekerjaan Penggantian Isolasi Mesin Pipa Chiller mesin Freeze Dryer | 1 | Lot | IDR | 6415000 | 6415000 | 2021-12-31 | FIP General | Irwan Sopian | FIP Engineering | FIP-DOM-ENG-51508-0000000-INA-000000 | PO Closed | GL2112047 | 2021-12-08 | - | 2021-12-31
211750489-1 | 211750489 - Approved | 1 | S-60002-00 | Perbaikan isolasi Pipa Hot water yang rusak | 1 | Lot | IDR | 11630000 | 11630000 | 2021-12-31 | FIP General | Irwan Sopian | FIP Engineering | FIP-DOM-ENG-51508-0000000-INA-000000 | PO Closed | GL2112030 | 2021-12-08 | - | 2021-12-31
211750497-1 | 211750497 - Approved | 1 | S-60050-00 | Modifikasi Meja Inspeksi | 1 | Pieces | IDR | 4520000 | 4520000 | 2021-12-31 | FIP General | Irwan Sopian | FIP Engineering | FIP-DOM-ENG-51504-0000000-INA-000000 | PO Closed | GL2112065 | 2021-12-09 | - | 2022-01-03
211750496-1 | 211750496 - Approved | 1 | S-60002-00 | Nampan Troly Pure Steam | 1 | Lot | IDR | 3200000 | 3200000 | 2021-12-31 | FIP General | Irwan Sopian | FIP Engineering | FIP-DOM-ENG-51508-0000000-INA-000000 | PO Closed | GL2112049 | 2021-12-09 | - | 2022-01-06
211750494-1 | 211750494 - Approved | 1 | O-18166-00 | Flow Meter 1-10 CMH LZQ-7 | 3 | Pieces | IDR | 278500 | 835500 | 2021-12-31 | FIP Engineering | Irwan Sopian | FIP Engineering | FIP-DOM-000-11304-OS00001-INA-000000 | PO Closed | GL2112046 | 2021-12-09 | - | 2021-12-31
211750494-2 | 211750494 - Approved | 2 | O-18165-00 | Water Spray Gun (1/4") SG-1-01; PARKER; ; | 2 | Pieces | IDR | 5350000 | 10700000 | 2021-12-31 | FIP Engineering | Irwan Sopian | FIP Engineering | FIP-DOM-000-11304-OS00001-INA-000000 | PO Closed | GL2112045 | 2021-12-09 | - | 2022-11-30
211750494-3 | 211750494 - Approved | 3 | P-17290-00 | Filter Regulator Brand : SMC P/N : AW20-02BG-C-A Pack Size : pcs | 2 | Pieces | IDR | 702000 | 1404000 | 2021-12-31 | FIP Engineering | Irwan Sopian | FIP Engineering | FIP-DOM-000-11304-OS00001-INA-000000 | PO Closed | GL2112044 | 2021-12-09 | - | 2022-01-22
211750501-1 | 211750501 - Approved | 1 | O-54112-00 | Circulator Pump UPS 32-80 N 180 1x230V 50Hz 9H GRUNDFOS p/n 95906448 | 1 | Unit | IDR | 10700000 | 10700000 | 2021-12-31 | FIP Engineering | Irwan Sopian | FIP Engineering | FIP-DOM-000-11304-OS00001-INA-000000 | PO Closed | GL2112029 | 2021-12-10 | - | 2022-01-20
211750500-1 | 211750500 - Approved | 1 | S-60050-00 | Descaling condenser dan PHE mesin FD | 1 | Pieces | IDR | 10500000 | 10500000 | 2021-12-31 | FIP General | Irwan Sopian | FIP Engineering | FIP-DOM-ENG-51504-0000000-INA-000000 | PO Closed | GL2112048 | 2021-12-10 | - | 2021-12-31
211750504-1 | 211750504 - Approved | 1 | Q-10775-00 | Metalkote Anti Karat Epoxy Primer EDP-551 @ 20 KG | 1 | Pieces | IDR | 1440000 | 1440000 | 2021-12-31 | FIP Engineering | Irwan Sopian | FIP Engineering | FIP-DOM-000-11304-OS00001-INA-000000 | PO Closed | GL2112058 | 2021-12-13 | - | 2022-01-03
211750504-2 | 211750504 - Approved | 2 | Q-10774-00 | Kansai Zinc Phospate Primer Light Grey @ 20 KG | 1 | Pieces | IDR | 1675000 | 1675000 | 2021-12-31 | FIP Engineering | Irwan Sopian | FIP Engineering | FIP-DOM-000-11304-OS00001-INA-000000 | PO Closed | GL2112076 | 2021-12-13 | - | 2022-01-06
211750504-3 | 211750504 - Approved | 3 | Q-60025-00 | Kuas Eterna 1" | 10 | Pieces | IDR | 6000 | 60000 | 2021-12-31 | FIP General | Irwan Sopian | FIP Engineering | FIP-DOM-ENG-51404-0000000-INA-000000 | PO Closed | GL2112076 | 2021-12-13 | - | 2021-12-30
211750504-4 | 211750504 - Approved | 4 | Q-10234-00 | Silicone Sealant N10 Grey | 6 | Pieces | IDR | 58000 | 348000 | 2021-12-31 | FIP Engineering | Irwan Sopian | FIP Engineering | FIP-DOM-000-11304-OS00001-INA-000000 | PO Closed | GL2112076 | 2021-12-13 | - | 2022-01-06
211750502-1 | 211750502 - Approved | 1 | S-60002-00 | Perbaikan Lampu Logo Fonko LT2 | 1 | Lot | IDR | 11790000 | 11790000 | 2021-12-31 | FIP General | Irwan Sopian | FIP Engineering | FIP-DOM-ENG-51508-0000000-INA-000000 | PO Closed | GL2112028 | 2021-12-13 | - | 2021-12-31
211750507-1 | 211750507 - Approved | 1 | S-60002-00 | Pengadaan Lampu LED 5 Watt ( Penerangan drawing AHU)@35 Pcs dan Kabel 2x0.75 | 1 | Lot | IDR | 3405000 | 3405000 | 2021-12-31 | FIP General | Irwan Sopian | FIP Engineering | FIP-DOM-ENG-51508-0000000-INA-000000 | PO Closed | GL2112064 | 2021-12-17 | - | 2022-01-03
211750508-1 | 211750508 - Approved | 1 | R-61000-00 | CCTV, Merk Samsung SND-5061 | 2 | Unit | IDR | 3500000 | 7000000 | 2022-01-03 | FIP General | Joko Nugroho | FIP Engineering | FIP-DOM-ENG-13405-ITNB200-INA-000000 | PO Closed | GL2112057 | 2021-12-20 | - | 2022-01-07
211750510-1 | 211750510 - Approved | 1 | T-12106-00 | HDD Internal 6 TB WD Purple | 1 | Pieces | IDR | 3000000 | 3000000 | 2021-12-31 | FIP General | Irwan Sopian | FIP Engineering | FIP-DOM-ENG-51504-0000000-INA-000000 | PO Closed | GL2201004 | 2021-12-23 | - | 2022-01-25
211750513-1 | 211750513 - Approved | 1 | S-60002-00 | Cover SS304 T=1.2 mm Passbox (Sesuai Drawing) | 1 | Lot | IDR | 12500000 | 12500000 | 2021-12-31 | FIP General | Irwan Sopian | FIP Engineering | FIP-DOM-ENG-51508-0000000-INA-000000 | PO Closed | GL2112062 | 2021-12-24 | - | 2022-01-03
211750512-1 | 211750512 - Approved | 1 | S-60002-00 | Vaccum Tester Produk Lyo ( Vaccum Pump Rocker 300 dan Accesories) | 1 | Lot | IDR | 6937650 | 6937650 | 2021-12-31 | FIP General | Irwan Sopian | FIP Engineering | FIP-DOM-ENG-51508-0000000-INA-000000 | PO Closed | GL2112063 | 2021-12-24 | - | 2022-01-03
211750515-1 | 211750515 - Approved | 1 | P-50138-00 | Battery Lithium / Buffer TL-2150 size 1/2 AA | 5 | Pieces | IDR | 297000 | 1485000 | 2022-02-04 | FIP Engineering | Irwan Sopian | FIP Engineering | FIP-DOM-000-11304-OS00001-INA-000000 | PO Closed | GL2202004 | 2021-12-28 | - | 2022-02-08
211750515-2 | 211750515 - Approved | 2 | P-51928-00 | Battery Lithium 3V CR2477N | 3 | Pieces | IDR | 153000 | 459000 | 2022-02-04 | FIP Engineering | Irwan Sopian | FIP Engineering | FIP-DOM-000-11304-OS00001-INA-000000 | PO Closed | GL2202004 | 2021-12-28 | - | 2022-02-08
211750514-1 | 211750514 - Approved | 1 | P-52254-00 | Capasitor 40 mF 400/450 VAC | 1 | Pieces | IDR | 107500 | 107500 | 2022-02-11 | FIP Engineering | Irwan Sopian | FIP Engineering | FIP-DOM-000-11304-OS00001-INA-000000 | PO Closed | GL2201034 | 2021-12-28 | - | 2022-02-03
211750514-2 | 211750514 - Approved | 2 | P-12747-00 | RUCIKA - Pipa PVC AW dia 3/4inch | 1 | Pieces | IDR | 84500 | 84500 | 2022-02-11 | FIP Engineering | Irwan Sopian | FIP Engineering | FIP-DOM-000-11304-OS00001-INA-000000 | PO Closed | GL2201034 | 2021-12-28 | - | 2022-02-03
211750514-3 | 211750514 - Approved | 3 | P-11838-00 | Ball Valve PVC dia 3/4 inch | 1 | Pieces | IDR | 37500 | 37500 | 2022-02-11 | FIP Engineering | Irwan Sopian | FIP Engineering | FIP-DOM-000-11304-OS00001-INA-000000 | PO Closed | GL2201034 | 2021-12-28 | - | 2022-02-03
211750514-4 | 211750514 - Approved | 4 | P-12822-00 | Sock PVC dia 3/4inch | 1 | Pieces | IDR | 5000 | 5000 | 2022-02-11 | FIP Engineering | Irwan Sopian | FIP Engineering | FIP-DOM-000-11304-OS00001-INA-000000 | PO Closed | GL2201034 | 2021-12-28 | - | 2022-02-03
211750514-5 | 211750514 - Approved | 5 | P-10865-00 | Fitting PVC - Elbow PVC 3/4" | 1 | Pieces | IDR | 4750 | 4750 | 2022-02-11 | FIP Engineering | Irwan Sopian | FIP Engineering | FIP-DOM-000-11304-OS00001-INA-000000 | PO Closed | GL2201034 | 2021-12-28 | - | 2022-02-03
211750514-6 | 211750514 - Approved | 6 | P-12806-00 | Sock Drat dalam PVC AW dia 3/4inch | 1 | Pieces | IDR | 6000 | 6000 | 2022-02-11 | FIP Engineering | Irwan Sopian | FIP Engineering | FIP-DOM-000-11304-OS00001-INA-000000 | PO Closed | GL2201034 | 2021-12-28 | - | 2022-02-03
211750514-7 | 211750514 - Approved | 7 | P-12813-00 | Sock Drat luar PVC AW dia 3/4inch | 1 | Pieces | IDR | 8500 | 8500 | 2022-02-11 | FIP Engineering | Irwan Sopian | FIP Engineering | FIP-DOM-000-11304-OS00001-INA-000000 | PO Closed | GL2201034 | 2021-12-28 | - | 2022-02-03
211750514-8 | 211750514 - Approved | 8 | P-17898-00 | Baut SS hexagonal M12x100 mm + mur | 10 | Pieces | IDR | 16500 | 165000 | 2022-02-11 | FIP Engineering | Irwan Sopian | FIP Engineering | FIP-DOM-000-11304-OS00001-INA-000000 | PO Closed | GL2201034 | 2021-12-28 | - | 2022-02-03
221750020-1 | 221750020 - Approved | 1 | O-18192-00 | SMC - Tubing Anti Static TAS1208B-20 | 20 | Meter | IDR | 178000 | 3560000 | 2022-02-18 | FIP Engineering | Irwan Sopian | FIP Engineering | FIP-DOM-000-11304-OS00001-INA-000000 | PO Closed | GL2201024 | 2022-01-06 | - | 2022-02-28
221750019-1 | 221750019 - Approved | 1 | O-51794-00 | Recorder Type KRN1000-0801-0S Autonics | 1 | Pieces | IDR | 13368000 | 13368000 | 2022-02-18 | FIP Engineering | Irwan Sopian | FIP Engineering | FIP-DOM-000-11304-OS00001-INA-000000 | PO Closed | GL2202028 | 2022-01-06 | - | 2022-06-04
221750017-1 | 221750017 - Approved | 1 | O-52561-00 | UPS Type I Plug IPG800, Capacity 800 VA; Riello; ; | 1 | Unit | IDR | 1750000 | 1750000 | 2022-02-11 | FIP General | Irwan Sopian | FIP Engineering | FIP-DOM-ENG-51504-0000000-INA-000000 | PO Closed | GL2201031 | 2022-01-06 | - | 2022-02-05
221750026-1 | 221750026 - Approved | 1 | O-54003-00 | LAMPU PL-S 2P 11W/865, PHILIPS | 5 | Pieces | IDR | 26000 | 130000 | 2022-01-28 | FIP Engineering | Joko Nugroho | FIP Engineering | FIP-DOM-000-11304-OS00001-INA-000000 | PO Closed | GL2202018 | 2022-01-13 | - | 2022-03-14
221750026-2 | 221750026 - Approved | 2 | P-53102-00 | Lampu PLC 13watt/E27 Putih Phillips | 20 | Pieces | IDR | 30000 | 600000 | 2022-01-28 | FIP Engineering | Joko Nugroho | FIP Engineering | FIP-DOM-000-11304-OS00001-INA-000000 | PO Closed | GL2202018 | 2022-01-13 | - | 2022-03-14
221750026-3 | 221750026 - Approved | 3 | P-15862-00 | PAPER RECORD YOKOGAWA FOLDING CHART B9565AW | 3 | Pieces | IDR | 230000 | 690000 | 2022-01-28 | FIP Engineering | Joko Nugroho | FIP Engineering | FIP-DOM-000-11304-OS00001-INA-000000 | PO Closed | GL2202027 | 2022-01-13 | - | 2022-03-30
221750026-4 | 221750026 - Approved | 4 | P-12763-00 | Silicone gasket for ferrule dia 1 1/2inch Taiwan | 5 | Pieces | IDR | 9600 | 48000 | 2022-01-28 | FIP Engineering | Joko Nugroho | FIP Engineering | FIP-DOM-000-11304-OS00001-INA-000000 | PO Closed | GL2202018 | 2022-01-13 | - | 2022-03-14
221750026-5 | 221750026 - Approved | 5 | P-13389-00 | Scotch Brite 3M | 5 | Pieces | IDR | 13500 | 67500 | 2022-01-28 | FIP Engineering | Joko Nugroho | FIP Engineering | FIP-DOM-000-11304-OS00001-INA-000000 | PO Closed | GL2202018 | 2022-01-13 | - | 2022-03-14
221750026-6 | 221750026 - Approved | 6 | O-14644-00 | Silicone Gasket for Ferrule dia. 4"; ; ; | 3 | Pieces | IDR | 28000 | 84000 | 2022-01-28 | FIP Engineering | Joko Nugroho | FIP Engineering | FIP-DOM-000-11304-OS00001-INA-000000 | PO Closed | GL2202018 | 2022-01-13 | - | 2022-03-14
221750026-7 | 221750026 - Approved | 7 | Q-10233-00 | Silicone Sealant N10 Clear | 5 | Pieces | IDR | 58000 | 290000 | 2022-01-28 | FIP Engineering | Joko Nugroho | FIP Engineering | FIP-DOM-000-11304-OS00001-INA-000000 | PO Closed | GL2201023 | 2022-01-13 | - | 2022-02-03
221750026-8 | 221750026 - Approved | 8 | P-53209-00 | CAPACITOR 3 uF, 220 V, 2 kutub; ; ; | 3 | Pieces | IDR | 14400 | 43200 | 2022-01-28 | FIP Engineering | Joko Nugroho | FIP Engineering | FIP-DOM-000-11304-OS00001-INA-000000 | PO Closed | GL2202018 | 2022-01-13 | - | 2022-03-14
221750026-9 | 221750026 - Approved | 9 | Q-10249-00 | Lem Power Glue | 8 | Pieces | IDR | 4050 | 32400 | 2022-01-28 | FIP Engineering | Joko Nugroho | FIP Engineering | FIP-DOM-000-11304-OS00001-INA-000000 | PO Closed | GL2201023 | 2022-01-13 | - | 2022-02-03
221750026-10 | 221750026 - Approved | 10 | P-53213-00 | Lem Pipa PVC | 4 | Pieces | IDR | 8100 | 32400 | 2022-01-28 | FIP Engineering | Joko Nugroho | FIP Engineering | FIP-DOM-000-11304-OS00001-INA-000000 | PO Closed | GL2202018 | 2022-01-13 | - | 2022-03-14
221750026-11 | 221750026 - Approved | 11 | O-54015-00 | STOP KONTAK LUBANG 4, BROCO | 2 | Unit | IDR | 49000 | 98000 | 2022-01-28 | FIP Engineering | Joko Nugroho | FIP Engineering | FIP-DOM-000-11304-OS00001-INA-000000 | PO Closed | GL2202018 | 2022-01-13 | - | 2022-03-14
221750026-12 | 221750026 - Approved | 12 | O-51850-00 | Power Supply 220 VAC 12 VDC, 3 Ampere; ; ; | 2 | Pieces | IDR | 112500 | 225000 | 2022-01-28 | FIP Engineering | Joko Nugroho | FIP Engineering | FIP-DOM-000-11304-OS00001-INA-000000 | PO Closed | GL2202018 | 2022-01-13 | - | 2022-03-14
221750026-13 | 221750026 - Approved | 13 | P-51706-00 | Terminal Blok 4 Pin | 2 | Pieces | IDR | 9000 | 18000 | 2022-01-28 | FIP Engineering | Joko Nugroho | FIP Engineering | FIP-DOM-000-11304-OS00001-INA-000000 | PO Closed | GL2202018 | 2022-01-13 | - | 2022-03-14
221750026-14 | 221750026 - Approved | 14 | O-54004-00 | LAMPU SL 24 W / 220-240 V / SPIRAL, PHILIPS | 4 | Pieces | IDR | 56000 | 224000 | 2022-01-28 | FIP Engineering | Joko Nugroho | FIP Engineering | FIP-DOM-000-11304-OS00001-INA-000000 | PO Closed | GL2202018 | 2022-01-13 | - | 2022-03-14
221750026-15 | 221750026 - Approved | 15 | P-53211-00 | LOCTITE High Temperature @ 50 ml | 1 | Pieces | IDR | 252000 | 252000 | 2022-01-28 | FIP Engineering | Joko Nugroho | FIP Engineering | FIP-DOM-000-11304-OS00001-INA-000000 | PO Closed | GL2202018 | 2022-01-13 | - | 2022-03-14
221750026-16 | 221750026 - Approved | 16 | P-10729-00 | Contact cleaner WD 40, 382 gr ; Brand : - ; P/N : - ; Pack Size : pcs | 3 | Pieces | IDR | 60000 | 180000 | 2022-01-28 | FIP Engineering | Joko Nugroho | FIP Engineering | FIP-DOM-000-11304-OS00001-INA-000000 | PO Closed | GL2202018 | 2022-01-13 | - | 2022-03-14
221750026-18 | 221750026 - Approved | 18 | P-10726-00 | Cleaner - Contact Cleaner CRC CO 2016 500 ml | 1 | Pieces | IDR | 150000 | 150000 | 2022-01-28 | FIP Engineering | Joko Nugroho | FIP Engineering | FIP-DOM-000-11304-OS00001-INA-000000 | PO Closed | GL2202018 | 2022-01-13 | - | 2022-03-14
221750026-19 | 221750026 - Approved | 19 | P-11694-00 | Mata Gerinda 4" | 1 | Pieces | IDR | 108000 | 108000 | 2022-01-28 | FIP General | Joko Nugroho | FIP Engineering | FIP-DOM-ENG-51404-0000000-INA-000000 | PO Closed | GL2202018 | 2022-01-13 | - | 2022-03-14
221750026-20 | 221750026 - Approved | 20 | Q-10232-00 | Silicone Sealant N10 White | 5 | Pieces | IDR | 58000 | 290000 | 2022-01-28 | FIP Engineering | Joko Nugroho | FIP Engineering | FIP-DOM-000-11304-OS00001-INA-000000 | PO Closed | GL2201023 | 2022-01-13 | - | 2022-02-03
221750026-21 | 221750026 - Approved | 21 | Q-10234-00 | Silicone Sealant N10 Grey | 5 | Pieces | IDR | 58000 | 290000 | 2022-01-28 | FIP Engineering | Joko Nugroho | FIP Engineering | FIP-DOM-000-11304-OS00001-INA-000000 | PO Closed | GL2201023 | 2022-01-13 | - | 2022-02-03
221750026-22 | 221750026 - Approved | 22 | P-17466-00 | Kawat Las Argon SS 304 Dia : 1.2 mm kg | 1 | Kilogram | IDR | 200000 | 200000 | 2022-02-11 | FIP General | Joko Nugroho | FIP Engineering | FIP-DOM-ENG-51504-0000000-INA-000000 | PO Closed | GL2202018 | 2022-01-17 | - | 2022-03-14
221750026-23 | 221750026 - Approved | 23 | P-13418-00 | Non-Woven abrasive Size : 6 "x 2" 7; ; ; | 10 | Pieces | IDR | 36000 | 360000 | 2022-02-11 | FIP General | Joko Nugroho | FIP Engineering | FIP-DOM-ENG-51404-0000000-INA-000000 | PO Closed | GL2202018 | 2022-01-17 | - | 2022-03-14
221750026-24 | 221750026 - Approved | 24 | P-14980-00 | Seal Ferrule Teflon 3/4 inch | 5 | Pieces | IDR | 25000 | 125000 | 2022-02-11 | FIP Engineering | Joko Nugroho | FIP Engineering | FIP-DOM-000-11304-OS00001-INA-000000 | PO Closed | GL2202018 | 2022-01-17 | - | 2022-03-14
221750026-24 | 221750026 - Approved | 24 | P-11967-00 | Belt dressing Brand : GLOBAL P/N : GL-1033 Pack Size : pcs | 2 | Pieces | IDR | 110000 | 220000 | 2022-02-11 | FIP Engineering | Joko Nugroho | FIP Engineering | FIP-DOM-000-11304-OS00001-INA-000000 | PO Closed | GL2202018 | 2022-01-17 | - | 2022-03-14
221750026-25 | 221750026 - Approved | 25 | P-51298-00 | Terminal plastik dia 4 mm | 10 | Pieces | IDR | 30000 | 300000 | 2022-02-11 | FIP Engineering | Joko Nugroho | FIP Engineering | FIP-DOM-000-11304-OS00001-INA-000000 | PO Closed | GL2202018 | 2022-01-17 | - | 2022-03-14
221750026-26 | 221750026 - Approved | 26 | P-51299-00 | Terminal plastik dia 6 mm | 10 | Pieces | IDR | 3500 | 35000 | 2022-02-11 | FIP Engineering | Joko Nugroho | FIP Engineering | FIP-DOM-000-11304-OS00001-INA-000000 | PO Closed | GL2202018 | 2022-01-17 | - | 2022-03-14
211750515-3 | 211750515 - Approved | 3 | S-40011-00 | Battery Lithium 3,6 V LS 14250, Shaft | 2 | Pieces | IDR | 315000 | 630000 | 2022-02-04 | FIP General | Irwan Sopian | FIP Engineering | FIP-DOM-ENG-51504-0000000-INA-000000 | PO Closed | GL2201030 | 2022-01-17 | - | 2022-02-04
221750036-1 | 221750036 - Approved | 1 | P-18027-00 | Valve Lockout Tagout Kit : With Loto Tag Cable Hasp Ball,Gate Valve; ; ; | 1 | Unit | IDR | 4665700 | 4665700 | 2022-02-25 | FIP Engineering | Irwan Sopian | FIP Engineering | FIP-DOM-ENG-51504-0000000-INA-000000 | PO Closed | GL2202021 | 2022-01-25 | - | 2022-02-25
221750036-2 | 221750036 - Approved | 2 | P-18028-00 | Commercial Lockout Tagout Kit : With Lock, Breaker Lock Outs; ; ; | 1 | Unit | IDR | 3645000 | 3645000 | 2022-02-25 | FIP Engineering | Irwan Sopian | FIP Engineering | FIP-DOM-ENG-51504-0000000-INA-000000 | PO Closed | GL2202021 | 2022-01-25 | - | 2022-02-25
221750038-1 | 221750038 - Approved | 1 | P-14453-00 | Filter IAF MB Series (Medium Filter), efficiency : 60-65 %, Size: 24 x 24 x 12 inch; IAF; ; | 6 | Pieces | IDR | 1400000 | 8400000 | 2022-02-25 | FIP Engineering | Irwan Sopian | FIP Engineering | FIP-DOM-000-11304-OS00001-INA-000000 | PO Closed | GL2202310 | 2022-01-26 | - | 2022-02-25
221750038-2 | 221750038 - Approved | 2 | P-14454-00 | Filter IAF MB Series (Medium Filter), efficiency : 60-65 %, Size: 12 x 24 x 12 inch; IAF; ; | 6 | Pieces | IDR | 1100000 | 6600000 | 2022-02-25 | FIP Engineering | Irwan Sopian | FIP Engineering | FIP-DOM-000-11304-OS00001-INA-000000 | PO Closed | GL2202310 | 2022-01-26 | - | 2022-02-25
221750037-1 | 221750037 - Approved | 1 | P-52265-00 | Flow Switch Model FS-1 Screw NPT 1 Inch Wingel | 1 | Pieces | IDR | 4000000 | 4000000 | 2022-02-25 | FIP Engineering | Irwan Sopian | FIP Engineering | FIP-DOM-000-11304-OS00001-INA-000000 | PO Closed | GL2203003 | 2022-01-26 | - | 2022-03-15
221750039-1 | 221750039 - Approved | 1 | P-52267-00 | Exhaust Fan NVF-BC1030 220-240V 30W Max Flow: 300CMH NICOTRA | 2 | Pieces | IDR | 1530000 | 3060000 | 2022-02-25 | FIP Engineering | Irwan Sopian | FIP Engineering | FIP-DOM-000-11304-OS00001-INA-000000 | PO Closed | GL2203002 | 2022-01-27 | - | 2022-03-15
221750039-2 | 221750039 - Approved | 2 | P-11968-00 | Berusynt FGH Spray H1 - Bechem | 2 | Pieces | IDR | 481000 | 962000 | 2022-02-25 | FIP Engineering | Irwan Sopian | FIP Engineering | FIP-DOM-000-11304-OS00001-INA-000000 | PO Closed | GL2203004 | 2022-01-27 | - | 2022-04-10
221750057-1 | 221750057 - Approved | 1 | P-52160-00 | Valve Actuator 1000N Stroke 20mm Siemens Type : SKD60 | 1 | Unit | IDR | 9800000 | 9800000 | 2022-03-04 | FIP Engineering | Irwan Sopian | FIP Engineering | FIP-DOM-000-11304-OS00001-INA-000000 | PO Closed | GL2203035 | 2022-02-02 | - | 2022-06-25
221750056-1 | 221750056 - Approved | 1 | P-50140-00 | Battery UPS | 2 | Pieces | IDR | 508000 | 1016000 | 2022-02-28 | FIP Engineering | Irwan Sopian | FIP Engineering | FIP-DOM-000-11304-OS00001-INA-000000 | PO Closed | GL2203002 | 2022-02-02 | - | 2022-03-15
221750056-2 | 221750056 - Approved | 2 | O-50994-00 | Battery kering 12V 7,2AH; ; ; | 6 | Pieces | IDR | 378000 | 2268000 | 2022-02-28 | FIP Engineering | Irwan Sopian | FIP Engineering | FIP-DOM-000-11304-OS00001-INA-000000 | PO Closed | GL2203002 | 2022-02-02 | - | 2022-03-15
221750064-1 | 221750064 - Approved | 1 | S-60050-00 | Repair Kecoboran Pipa Compressor Mesin FD IMA | 1 | Pieces | IDR | 10000000 | 10000000 | 2022-03-04 | FIP General | Irwan Sopian | FIP Engineering | FIP-DOM-ENG-51504-0000000-INA-000000 | PO Closed | GL2203008 | 2022-02-03 | - | 2022-03-07
221750064-2 | 221750064 - Approved | 2 | P-15903-00 | Freon Refrigerant Dupon Suva R507 | 3 | Unit | IDR | 3750000 | 11250000 | 2022-03-04 | FIP General | Irwan Sopian | FIP Engineering | FIP-DOM-ENG-51504-0000000-INA-000000 | PO Closed | GL2203008 | 2022-02-03 | - | 2022-03-07
221750068-1 | 221750068 - Approved | 1 | Q-10731-00 | Kunci Lemari Arsip Lion L33/ELITE LION | 2 | Pieces | IDR | 424375 | 848750 | 2022-03-04 | FIP Engineering | Irwan Sopian | FIP Engineering | FIP-DOM-000-11304-OS00001-INA-000000 | PO Closed | GL2202033 | 2022-02-04 | - | 2022-03-04
221750067-1 | 221750067 - Approved | 1 | O-18218-00 | Mata Reject Station Material Pom | 2 | Pieces | IDR | 215000 | 430000 | 2022-03-04 | FIP Engineering | Irwan Sopian | FIP Engineering | FIP-DOM-000-11304-OS00001-INA-000000 | PO Closed | GL2203036 | 2022-02-04 | - | 2022-03-30
221750066-1 | 221750066 - Approved | 1 | S-40910-00 | Curtain | 5 | Unit | IDR | 30000 | 150000 | 2022-02-28 | FIP General | Irwan Sopian | FIP Engineering | FIP-DOM-ENG-51502-0000000-INA-000000 | PO Closed | GL2204016 | 2022-02-04 | - | 2022-04-28
221750066-2 | 221750066 - Approved | 2 | Q-10650-00 | Aquaproof Abu-Abu @4 Kg | 2 | Can | IDR | 252500 | 505000 | 2022-02-28 | FIP Engineering | Irwan Sopian | FIP Engineering | FIP-DOM-000-11304-OS00001-INA-000000 | PO Closed | GL2202033 | 2022-02-04 | - | 2022-03-04
221750066-3 | 221750066 - Approved | 3 | Q-10271-00 | Kuas 3 inch | 6 | Pieces | IDR | 9500 | 57000 | 2022-02-28 | FIP General | Irwan Sopian | FIP Engineering | FIP-DOM-ENG-51502-0000000-INA-000000 | PO Closed | GL2202033 | 2022-02-04 | - | 2022-03-01
221750073-1 | 221750073 - Approved | 1 | P-52278-00 | Capacitor 50F 250VAC 25A 5% Screw (KMT) P/N : 6R 01502010 | 3 | Pieces | IDR | 2200000 | 6600000 | 2022-03-11 | FIP Engineering | Irwan Sopian | FIP Engineering | FIP-DOM-000-11304-OS00001-INA-000000 | PO Closed | GL2203019 | 2022-02-09 | - | 2022-03-17
221750067-2 | 221750067 - Approved | 2 | O-18229-00 | Assy Reject Station Material Pom | 1 | Pieces | IDR | 885000 | 885000 | 2022-03-04 | FIP Engineering | Irwan Sopian | FIP Engineering | FIP-DOM-000-11304-OS00001-INA-000000 | PO Closed | GL2203036 | 2022-02-09 | - | 2022-03-30
221750086-1 | 221750086 - Approved | 1 | R-20002-00 | Instalasi exhaust fan dan kisi-kisi alumunium; Exhaust Fan 12" Exploisive proof ex.Helon (air flow 1440 m3/h); Kisi-kisi alumunium ukuran 40x40 | 1 | Lot | IDR | 16850000 | 16850000 | 2022-04-18 | FIP General | Kristiawan Sakti Winarno | FIP Engineering | FIP-DOM-ENG-13405-EQ22015-INA-000000 | PO Closed | GL2203011 | 2022-02-16 | - | 2022-04-20
221750086-2 | 221750086 - Approved | 2 | R-20002-00 | APAR Thematic 3 Kg (VCO-7) | 2 | Unit | IDR | 1500000 | 3000000 | 2022-03-18 | FIP General | Kristiawan Sakti Winarno | FIP Engineering | FIP-DOM-ENG-13405-EQ22015-INA-000000 | PO Closed | GL2203009 | 2022-02-16 | - | 2022-03-16
221750086-3 | 221750086 - Approved | 3 | R-20002-00 | APAR CO2 3 Kg | 2 | Unit | IDR | 1100000 | 2200000 | 2022-03-18 | FIP General | Kristiawan Sakti Winarno | FIP Engineering | FIP-DOM-ENG-13405-EQ22015-INA-000000 | PO Closed | GL2203009 | 2022-02-16 | - | 2022-03-16
221750086-4 | 221750086 - Approved | 4 | R-20002-00 | Pull Handle D Pipa Bulat 809 AS 30 cm Stainless | 35 | Unit | IDR | 268500 | 9397500 | 2022-03-18 | FIP General | Kristiawan Sakti Winarno | FIP Engineering | FIP-DOM-ENG-13405-EQ22015-INA-000000 | PO Closed | GL2203012 | 2022-02-16 | - | 2022-03-12
221750086-5 | 221750086 - Approved | 5 | R-20002-00 | Lemari Spare Part Flammable - File Cabinet 4 shelf 115x39x180cm Swing | 1 | Unit | IDR | 4070000 | 4070000 | 2022-03-18 | FIP General | Kristiawan Sakti Winarno | FIP Engineering | FIP-DOM-ENG-13405-EQ22015-INA-000000 | PO Closed | GL2203010 | 2022-02-16 | - | 2022-03-16
221750086-6 | 221750086 - Approved | 6 | R-20002-00 | Exhaust Lemari Spare Part Flammable 4" | 1 | Unit | IDR | 823900 | 823900 | 2022-03-18 | FIP General | Kristiawan Sakti Winarno | FIP Engineering | FIP-DOM-ENG-13405-EQ22015-INA-000000 | PO Closed | GL2203012 | 2022-02-16 | - | 2022-03-18
221750086-7 | 221750086 - Approved | 7 | R-20002-00 | Grill Lemari Spare Part Flammable | 1 | Unit | IDR | 108900 | 108900 | 2022-03-18 | FIP General | Kristiawan Sakti Winarno | FIP Engineering | FIP-DOM-ENG-13405-EQ22015-INA-000000 | PO Closed | GL2203012 | 2022-02-16 | - | 2022-03-18
221750090-1 | 221750090 - Approved | 1 | O-18175-00 | Freeze Dryer MBE1207 - Tefflon Self | 12 | Pieces | IDR | 205000 | 2460000 | 2022-03-04 | FIP Engineering | Irwan Sopian | FIP Engineering | FIP-DOM-000-11304-OS00001-INA-000000 | PO Closed | GL2203037 | 2022-02-19 | - | 2022-04-05
221750092-1 | 221750092 - Approved | 1 | P-51736-00 | Kabel UTP isi 8 Cat 5e merk BELDEN | 1 | Roll | IDR | 1800000 | 1800000 | 2022-03-25 | FIP Engineering | Irwan Sopian | FIP Engineering | FIP-DOM-000-11304-OS00001-INA-000000 | PO Closed | GL2203002 | 2022-02-23 | - | 2022-03-15
221750092-2 | 221750092 - Approved | 2 | O-54013-00 | SOCKET RJ 45 | 1 | Pieces | IDR | 130000 | 130000 | 2022-03-18 | FIP Engineering | Irwan Sopian | FIP Engineering | FIP-DOM-000-11304-OS00001-INA-000000 | PO Closed | GL2203002 | 2022-02-23 | - | 2022-03-15
221750091-1 | 221750091 - Approved | 1 | P-53202-00 | HVAC - Programmable RH & Temp. transmitter MF-HTT 0-100% RH dan 0-100 deg.C 24VAAC Micatrone | 1 | Unit | IDR | 11000000 | 11000000 | 2022-03-18 | FIP Engineering | Irwan Sopian | FIP Engineering | FIP-DOM-000-11304-OS00001-INA-000000 | PO Closed | GL2202045 | 2022-02-23 | - | 2022-03-05
221750098-1 | 221750098 - Approved | 1 | O-14510-00 | Speed Control AS2201F-02-08SA, SMC, , SINAR MUTIARA CAKRABUANA, PT P/N : - pc | 5 | Pieces | IDR | 203000 | 1015000 | 2022-03-25 | FIP Engineering | Irwan Sopian | FIP Engineering | FIP-DOM-000-11304-OS00001-INA-000000 | PO Closed | GL2203047 | 2022-02-26 | - | 2022-03-30
221750097-1 | 221750097 - Approved | 1 | T-20118-00 | FILTER INSERT ASSY Waters P/N WAT088084 1 pc | 1 | Pieces | IDR | 324870 | 324870 | 2022-03-25 | FIP General | Irwan Sopian | FIP Engineering | FIP-DOM-ENG-51505-0000000-INA-000000 | PO Closed | GL2203052 | 2022-02-26 | - | 2022-04-08
221750097-2 | 221750097 - Approved | 2 | T-20055-00 | PerformancePlus Check Valve Cartridge Waters p/n 700002399 | 1 | Pieces | IDR | 4373250 | 4373250 | 2022-03-25 | FIP General | Irwan Sopian | FIP Engineering | FIP-DOM-ENG-51505-0000000-INA-000000 | PO Closed | GL2203052 | 2022-02-26 | - | 2022-04-08
221750097-3 | 221750097 - Approved | 3 | T-20041-00 | Fitting SS WATERS c/n WAT025604 5pc per pack | 1 | Pieces | IDR | 1374450 | 1374450 | 2022-03-25 | FIP General | Irwan Sopian | FIP Engineering | FIP-DOM-ENG-51505-0000000-INA-000000 | PO Closed | GL2203052 | 2022-02-26 | - | 2022-04-08
221750097-4 | 221750097 - Approved | 4 | T-20851-00 | One-piece Fitting, 10 - 32; Waters; 700004841; 10 pcs per pack; Waters; 700004841; 10 pcs/pack | 2 | Pack | IDR | 2623950 | 5247900 | 2022-03-25 | FIP General | Irwan Sopian | FIP Engineering | FIP-DOM-ENG-51404-0000000-INA-000000 | PO Closed | GL2203052 | 2022-02-26 | - | 2022-04-08
221750097-5 | 221750097 - Approved | 5 | T-20123-00 | Acquity PDA/TUV 2489/2998 Perf Main Kit (lampu HPLC) Waters P/N 201000281 1 pc | 1 | Pieces | IDR | 10859355 | 10859355 | 2022-03-25 | FIP General | Irwan Sopian | FIP Engineering | FIP-DOM-ENG-51505-0000000-INA-000000 | PO Closed | GL2204019 | 2022-02-26 | - | 2022-04-29
221750109-1 | 221750109 - Approved | 1 | R-20002-00 | Penambahan 2 Instrument Flowmeter CA dan STEAM di system Equipmon | 2 | Unit | IDR | 1750000 | 3500000 | 2022-04-22 | FIP General | Kristiawan Sakti Winarno | FIP Engineering | FIP-DOM-ENG-13405-EQ22016-INA-000000 | PO Closed | GL2204020 | 2022-03-01 | - | 2022-04-25
221750109-2 | 221750109 - Approved | 2 | R-20002-00 | Modul Alarm dan Set Value | 1 | Unit | IDR | 2300000 | 2300000 | 2022-04-22 | FIP General | Kristiawan Sakti Winarno | FIP Engineering | FIP-DOM-ENG-13405-EQ22016-INA-000000 | PO Closed | GL2204020 | 2022-03-01 | - | 2022-04-25
221750108-1 | 221750108 - Approved | 1 | P-51781-00 | Digital Temperature Switch Type : TS2-021 Voltage : 230 VAC Brand: Dwyer | 2 | Unit | IDR | 1581000 | 3162000 | 2022-04-01 | FIP Engineering | Irwan Sopian | FIP Engineering | FIP-DOM-000-11304-OS00001-INA-000000 | PO Closed | GL2204044 | 2022-03-01 | - | 2022-04-29
221750107-1 | 221750107 - Approved | 1 | P-17347-00 | Pre Filter G4 2m x 20m x 2mm | 1 | Pieces | IDR | 2200000 | 2200000 | 2022-03-31 | FIP Engineering | Irwan Sopian | FIP Engineering | FIP-DOM-000-11304-OS00001-INA-000000 | PO Closed | GL2204002 | 2022-03-01 | - | 2022-04-10
221750106-1 | 221750106 - Approved | 1 | T-20791-00 | Heater/Cooler Engine 2690 Waters700001066 | 1 | Unit | USD | 2097 | 2097 | 2022-04-22 | FIP General | Irwan Sopian | FIP Engineering | FIP-DOM-ENG-51505-0000000-INA-000000 | PO Closed | GL2203052 | 2022-03-01 | - | 2022-04-22
221750116-1 | 221750116 - Approved | 1 | P-13754-00 | Electronic Valve Actuator Brand : Siemens P/N : SQS65 Pack Size : pcs | 2 | Unit | IDR | 5350000 | 10700000 | 2022-04-08 | FIP Engineering | Irwan Sopian | FIP Engineering | FIP-DOM-000-11304-OS00001-INA-000000 | PO Closed | GL2204001 | 2022-03-04 | - | 2022-05-05
221750115-1 | 221750115 - Approved | 1 | P-52214-00 | Thermocouple Type PT100 dia. 6x1200mm | 1 | Pieces | IDR | 950000 | 950000 | 2022-03-31 | FIP Engineering | Irwan Sopian | FIP Engineering | FIP-DOM-000-11304-OS00001-INA-000000 | PO Closed | GL2204003 | 2022-03-04 | - | 2022-04-10
221750119-1 | 221750119 - Approved | 1 | O-18348-00 | Tunnel ST1L - Connections AISI 304 - 1/8 Inch for Tunnel Inflatable Gasket Substitution Dia. Tube 6 | 1 | Pieces | EUR | 14.08 | 14.08 | 2022-04-29 | FIP Engineering | Irwan Sopian | FIP Engineering | FIP-DOM-000-11304-OS00001-INA-000000 | PO Closed | GL2204017 | 2022-03-07 | - | 2022-06-30
221750119-2 | 221750119 - Approved | 2 | O-18347-00 | Tunnel ST1L - Silicone Inflatable Gasket AIRMATIC AIR 1055 MVQ Centre length:1312 mm | 1 | Pieces | EUR | 663.68 | 663.68 | 2022-04-29 | FIP Engineering | Irwan Sopian | FIP Engineering | FIP-DOM-000-11304-OS00001-INA-000000 | PO Closed | GL2204017 | 2022-03-07 | - | 2022-06-30
221750119-3 | 221750119 - Approved | 3 | O-18346-00 | Tunnel ST1L - Junction (15x15mm L=23,5mm) CA system Tight Door; ; ; | 1 | Pieces | EUR | 35.84 | 35.84 | 2022-04-29 | FIP Engineering | Irwan Sopian | FIP Engineering | FIP-DOM-000-11304-OS00001-INA-000000 | PO Closed | GL2204017 | 2022-03-07 | - | 2022-06-30
221750119-4 | 221750119 - Approved | 4 | O-18345-00 | Silicon suction cup 01.11.16 PN: 202082 | 20 | Pieces | EUR | 5.12 | 102.4 | 2022-04-29 | FIP Engineering | Irwan Sopian | FIP Engineering | FIP-DOM-000-11304-OS00001-INA-000000 | PO Closed | GL2204017 | 2022-03-07 | - | 2022-06-30
221750119-5 | 221750119 - Approved | 5 | O-18344-00 | Capping VCM200 - Roller trimmer D=48X18 inclination=7 for alucap D=20 | 5 | Pieces | EUR | 352 | 1760 | 2022-04-29 | FIP Engineering | Irwan Sopian | FIP Engineering | FIP-DOM-000-11304-OS00001-INA-000000 | PO Closed | GL2204017 | 2022-03-07 | - | 2022-06-30
221750119-6 | 221750119 - Approved | 6 | O-15902-00 | Suction Cup capping size 6R P/N : 011010 | 100 | Pieces | EUR | 1.92 | 192 | 2022-04-29 | FIP Engineering | Irwan Sopian | FIP Engineering | FIP-DOM-000-11304-OS00001-INA-000000 | PO Closed | GL2204017 | 2022-03-07 | - | 2022-06-30
221750119-7 | 221750119 - Approved | 7 | O-15697-00 | SILICONE SUCKER 01.16.20 PART NO :202370 | 20 | Unit | EUR | 5.12 | 102.4 | 2022-04-29 | FIP Engineering | Irwan Sopian | FIP Engineering | FIP-DOM-000-11304-OS00001-INA-000000 | PO Closed | GL2204017 | 2022-03-07 | - | 2022-06-30
221750119-8 | 221750119 - Approved | 8 | O-51996-00 | Pulsed DC Ionising Bar Hyperion 929IPS Length Meech | 1 | Pieces | EUR | 1896.32 | 1896.32 | 2022-04-29 | FIP Engineering | Irwan Sopian | FIP Engineering | FIP-DOM-000-11304-OS00001-INA-000000 | PO Closed | GL2204017 | 2022-03-07 | - | 2022-06-30
221750109-3 | 221750109 - Approved | 3 | R-20002-00 | Power Meter PM5110 Schneider | 2 | Unit | IDR | 6500000 | 13000000 | 2022-04-22 | FIP General | Kristiawan Sakti Winarno | FIP Engineering | FIP-DOM-ENG-13405-EQ22016-INA-000000 | PO Closed | GL2204042 | 2022-03-11 | - | 2022-05-21
221750109-4 | 221750109 - Approved | 4 | R-20002-00 | Pasang Power Meter 2 Unit (Test & Trial) | 1 | Unit | IDR | 3000000 | 3000000 | 2022-04-22 | FIP General | Kristiawan Sakti Winarno | FIP Engineering | FIP-DOM-ENG-13405-EQ22016-INA-000000 | PO Closed | GL2204042 | 2022-03-11 | - | 2022-05-21
221750109-5 | 221750109 - Approved | 5 | R-20002-00 | Penambahan 3 Instrumen Power Meter Panel UPS, ASRS di system Equipmon | 3 | Unit | IDR | 975000 | 2925000 | 2022-04-22 | FIP General | Kristiawan Sakti Winarno | FIP Engineering | FIP-DOM-ENG-13405-EQ22016-INA-000000 | PO Closed | GL2204020 | 2022-03-11 | - | 2022-04-25
221750109-6 | 221750109 - Approved | 6 | R-20002-00 | Kabel Belden AWG 22 | 1 | Unit | IDR | 3240000 | 3240000 | 2022-04-22 | FIP General | Kristiawan Sakti Winarno | FIP Engineering | FIP-DOM-ENG-13405-EQ22016-INA-000000 | PO Closed | GL2204020 | 2022-03-11 | - | 2022-04-25
221750126-1 | 221750126 - Approved | 1 | O-18349-00 | Gas Spring Stabilus Lift-o-mat 065641 0500N | 1 | Pieces | IDR | 550000 | 550000 | 2022-04-15 | FIP Engineering | Irwan Sopian | FIP Engineering | FIP-DOM-000-11304-OS00001-INA-000000 | PO Closed | GL2204045 | 2022-03-14 | - | 2022-08-05
221750126-2 | 221750126 - Approved | 2 | Q-10784-00 | Convex Mirror 80 CM (Cermin Cembung) | 2 | Pieces | IDR | 450000 | 900000 | 2022-04-15 | FIP General | Irwan Sopian | FIP Engineering | FIP-DOM-ENG-51504-0000000-INA-000000 | PO Closed | GL2203043 | 2022-03-14 | - | 2022-04-08
221750126-3 | 221750126 - Approved | 3 | P-52336-00 | Saklar Lampu Sensor Gerak Motion Detector Plafon | 2 | Pieces | IDR | 100000 | 200000 | 2022-04-15 | FIP Engineering | Irwan Sopian | FIP Engineering | FIP-DOM-000-11304-OS00001-INA-000000 | PO Closed | GL2204045 | 2022-03-14 | - | 2022-04-29
221750126-4 | 221750126 - Approved | 4 | Q-10783-00 | Kunci Pas Rachet Ujung Ganda 3/8inch, 5/16inch dan 1/4inch, 3/16inch For Koneksi pipa AC; ; ; | 1 | Unit | IDR | 235000 | 235000 | 2022-04-15 | FIP General | Irwan Sopian | FIP Engineering | FIP-DOM-ENG-51504-0000000-INA-000000 | PO Closed | GL2203042 | 2022-03-14 | - | 2022-04-08
221750126-5 | 221750126 - Approved | 5 | P-52328-00 | Fan Panel 9x9x2 CM 12VDC + Adaptor | 2 | Pieces | IDR | 75000 | 150000 | 2022-04-15 | FIP Engineering | Irwan Sopian | FIP Engineering | FIP-DOM-000-11304-OS00001-INA-000000 | PO Closed | GL2204045 | 2022-03-14 | - | 2022-04-29
221750126-6 | 221750126 - Approved | 6 | P-51891-00 | Exhaust Fan Panel 240VAC | 4 | Pieces | IDR | 150000 | 600000 | 2022-04-15 | FIP Engineering | Irwan Sopian | FIP Engineering | FIP-DOM-000-11304-OS00001-INA-000000 | PO Closed | GL2204045 | 2022-03-14 | - | 2022-04-29
221750125-1 | 221750125 - Approved | 1 | P-18066-00 | Hepa Filter - H13 ( 99,95% ) Size: 610x610x90; ; ; | 2 | Pieces | IDR | 2015000 | 4030000 | 2022-04-15 | FIP Engineering | Irwan Sopian | FIP Engineering | FIP-DOM-000-11304-OS00001-INA-000000 | PO Closed | GL2204054 | 2022-03-14 | - | 2022-04-29
221750127-1 | 221750127 - Approved | 1 | T-25027-00 | Fitting, Internal Reducer, 1/16 to 1/32 inch; Agilent; p/n: 0100-2594; | 2 | Pieces | IDR | 643680 | 1287360 | 2022-04-08 | FIP General | Irwan Sopian | FIP Engineering | FIP-DOM-ENG-51505-0000000-INA-000000 | PO Closed | GL2203032 | 2022-03-15 | - | 2022-05-04
221750131-1 | 221750131 - Approved | 1 | P-51560-00 | Lampu T5 28watt Putih Phillips | 30 | Pieces | IDR | 43000 | 1290000 | 2022-04-15 | FIP Engineering | Irwan Sopian | FIP Engineering | FIP-DOM-000-11304-OS00001-INA-000000 | PO Closed | GL2204005 | 2022-03-16 | - | 2022-04-15
221750131-2 | 221750131 - Approved | 2 | P-51559-00 | Lampu T5 14watt Putih Phillips | 30 | Pack | IDR | 38500 | 1155000 | 2022-04-15 | FIP Engineering | Irwan Sopian | FIP Engineering | FIP-DOM-000-11304-OS00001-INA-000000 | PO Closed | GL2204005 | 2022-03-16 | - | 2022-04-15
221750131-3 | 221750131 - Approved | 3 | P-51027-00 | Isolasi Kabel SCOTCH super 33+ size: 19 mmx20x0.177 mm ( vinyl electric tape ) Black 3M | 5 | Pieces | IDR | 47700 | 238500 | 2022-04-15 | FIP Engineering | Irwan Sopian | FIP Engineering | FIP-DOM-000-11304-OS00001-INA-000000 | PO Closed | GL2204005 | 2022-03-16 | - | 2022-04-15
221750131-4 | 221750131 - Approved | 4 | O-15931-00 | Double Tape 3M 1" Merah - P/N : - pc | 4 | Pieces | IDR | 78500 | 314000 | 2022-04-15 | FIP Engineering | Irwan Sopian | FIP Engineering | FIP-DOM-000-11304-OS00001-INA-000000 | PO Closed | GL2204005 | 2022-03-16 | - | 2022-04-15
221750131-5 | 221750131 - Approved | 5 | P-15852-00 | AMPLAS EAGLE 500 | 10 | Pieces | IDR | 5800 | 58000 | 2022-04-15 | FIP Engineering | Irwan Sopian | FIP Engineering | FIP-DOM-000-11304-OS00001-INA-000000 | PO Closed | GL2204005 | 2022-03-16 | - | 2022-04-15
221750131-6 | 221750131 - Approved | 6 | Q-10492-00 | Amplas lembar | 10 | Pieces | IDR | 5800 | 58000 | 2022-04-15 | FIP General | Irwan Sopian | FIP Engineering | FIP-DOM-ENG-51404-0000000-INA-000000 | PO Closed | GL2204005 | 2022-03-16 | - | 2022-04-15
221750131-7 | 221750131 - Approved | 7 | P-10945-00 | Insulation - Seal Tape onda | 6 | Pieces | IDR | 5000 | 30000 | 2022-04-15 | FIP Engineering | Irwan Sopian | FIP Engineering | FIP-DOM-000-11304-OS00001-INA-000000 | PO Closed | GL2204005 | 2022-03-16 | - | 2022-04-15
221750130-1 | 221750130 - Approved | 1 | S-60002-00 | Repair Mesin Chamber Cooling Cabinet Wet Lab | 1 | Lot | IDR | 2250000 | 2250000 | 2022-04-15 | FIP General | Irwan Sopian | FIP Engineering | FIP-DOM-ENG-51508-0000000-INA-000000 | PO Closed | GL2204057 | 2022-03-16 | - | 2022-04-29
221750129-1 | 221750129 - Approved | 1 | S-60050-00 | Perbaikan Keypad, Power and Battery Status Beckman Coulter dan Service Internal Jumper Power Kabel | 1 | Pieces | IDR | 1950000 | 1950000 | 2022-04-08 | FIP General | Irwan Sopian | FIP Engineering | FIP-DOM-ENG-51504-0000000-INA-000000 | PO Closed | GL2204043 | 2022-03-16 | - | 2022-04-26
221750150-1 | 221750150 - Approved | 1 | O-16770-00 | Oring Silicone Merah 30.3 x 27.2 x 1.75 mm | 20 | Pieces | IDR | 27500 | 550000 | 2022-04-22 | FIP Engineering | Irwan Sopian | FIP Engineering | FIP-DOM-000-11304-OS00001-INA-000000 | PO Closed | GL2204046 | 2022-03-24 | - | 2022-04-29
221750150-2 | 221750150 - Approved | 2 | O-18350-00 | Oring EDM 100x105x2.5 mm | 5 | Pieces | IDR | 67500 | 337500 | 2022-04-22 | FIP Engineering | Irwan Sopian | FIP Engineering | FIP-DOM-000-11304-OS00001-INA-000000 | PO Closed | GL2204046 | 2022-03-24 | - | 2022-04-29
221750150-3 | 221750150 - Approved | 3 | O-18351-00 | Oring Silicone 3.1x19.4x25.6 mm | 10 | Pieces | IDR | 30000 | 300000 | 2022-04-22 | FIP Engineering | Irwan Sopian | FIP Engineering | FIP-DOM-000-11304-OS00001-INA-000000 | PO Closed | GL2204046 | 2022-03-24 | - | 2022-04-29
221750147-1 | 221750147 - Approved | 1 | Q-10712-00 | Elbow PVC Abu Abu AW 4" Rucika; ; ; | 3 | Pieces | IDR | 45500 | 136500 | 2022-04-22 | FIP General | Irwan Sopian | FIP Engineering | FIP-DOM-ENG-51502-0000000-INA-000000 | PO Closed | GL2204007 | 2022-03-24 | - | 2022-04-22
221750147-2 | 221750147 - Approved | 2 | Q-10711-00 | Pipa PVC Abu Abu AW 4" Rucika; ; ; | 1 | Pieces | IDR | 266500 | 266500 | 2022-04-22 | FIP General | Irwan Sopian | FIP Engineering | FIP-DOM-ENG-51502-0000000-INA-000000 | PO Closed | GL2204007 | 2022-03-24 | - | 2022-04-22
221750147-3 | 221750147 - Approved | 3 | Q-10750-00 | Hollow Baja Ringan 4x4cm, Tebal 0.5mm, Panjang 4m; ; ; | 1 | Pieces | IDR | 423500 | 423500 | 2022-04-22 | FIP General | Irwan Sopian | FIP Engineering | FIP-DOM-ENG-51502-0000000-INA-000000 | PO Closed | GL2204007 | 2022-03-24 | - | 2022-04-22
221750147-4 | 221750147 - Approved | 4 | Q-10785-00 | Hardisk Enclosure Case 3.5 Inch | 1 | Pieces | IDR | 398750 | 398750 | 2022-04-22 | FIP General | Irwan Sopian | FIP Engineering | FIP-DOM-ENG-51504-0000000-INA-000000 | PO Closed | GL2204007 | 2022-03-24 | - | 2022-04-22
221750156-1 | 221750156 - Approved | 1 | P-51880-00 | Battery 2500mAH 1.2V | 9 | Set | IDR | 585000 | 5265000 | 2022-04-15 | FIP Engineering | Irwan Sopian | FIP Engineering | FIP-DOM-000-11304-OS00001-INA-000000 | PO Closed | GL2204045 | 2022-03-29 | - | 2022-04-29
221750160-1 | 221750160 - Approved | 1 | P-54158-00 | Float Level Switch VSS-2FJ-S3-L900-FS40S-0 Flange 2 inch WINGEL | 1 | Unit | IDR | 8500000 | 8500000 | 2022-04-22 | FIP General | Irwan Sopian | FIP Engineering | FIP-DOM-ENG-51504-0000000-INA-000000 | PO Closed | GL2204047 | 2022-03-31 | - | 2022-06-06
221750159-1 | 221750159 - Approved | 1 | Q-90013-00 | Apar CO2 | 4 | Kilogram | IDR | 900000 | 3600000 | 2022-04-22 | FIP General | Irwan Sopian | FIP Engineering | FIP-DOM-ENG-51502-0000000-INA-000000 | PO Closed | GL2204008 | 2022-03-31 | - | 2022-05-17
221750183-1 | 221750183 - Approved | 1 | O-51000-00 | Colamark - Print Head for Part TTO Domino p/n EPP001359 SP | 1 | Pieces | IDR | 10455800 | 10455800 | 2022-04-29 | FIP General | Irwan Sopian | FIP Engineering | FIP-DOM-ENG-51504-0000000-INA-000000 | PO Closed | GL2204058 | 2022-04-11 | - | 2022-05-15
221750182-1 | 221750182 - Approved | 1 | Q-90013-00 | Apar CO2 | 6 | Kilogram | IDR | 900000 | 5400000 | 2022-04-29 | FIP General | Irwan Sopian | FIP Engineering | FIP-DOM-ENG-51502-0000000-INA-000000 | PO Closed | GL2204052 | 2022-04-11 | - | 2022-05-05
221750189-1 | 221750189 - Approved | 1 | O-60001-00 | Pekerjaan Modifikasi Pipa untuk Mesin Mixing (Pipa PW) | 1 | Lot | IDR | 14100000 | 14100000 | 2022-05-13 | FIP General | Irwan Sopian | FIP Engineering | FIP-DOM-ENG-51504-0000000-INA-000000 | PO Closed | GL2204066 | 2022-04-13 | - | 2022-06-10
221750188-1 | 221750188 - Approved | 1 | S-60002-00 | Service HMI Hitech Model : PWS6A00T-P (N2 Generator) | 1 | Lot | IDR | 8500000 | 8500000 | 2022-05-06 | FIP General | Irwan Sopian | FIP Engineering | FIP-DOM-ENG-51508-0000000-INA-000000 | PO Closed | GL2204053 | 2022-04-13 | - | 2022-05-06
221750187-1 | 221750187 - Approved | 1 | O-17836-00 | Manual Actuator SS316L type: 612 GEMU | 2 | Pieces | IDR | 3700000 | 7400000 | 2022-05-13 | FIP Engineering | Irwan Sopian | FIP Engineering | FIP-DOM-000-11304-OS00001-INA-000000 | PO Closed | GL2204065 | 2022-04-13 | - | 2022-05-15
221750192-1 | 221750192 - Approved | 1 | Q-10860-00 | SCHINDLER ELEVATOR - Chime Bell | 1 | Pieces | IDR | 4950000 | 4950000 | 2022-05-20 | FIP General | Irwan Sopian | FIP Engineering | FIP-DOM-ENG-51502-0000000-INA-000000 | PO Closed | GL2204050 | 2022-04-15 | - | 2022-08-31
221750192-2 | 221750192 - Approved | 2 | Q-10856-00 | SCHINDLER ELEVATOR - Guide Shoe Oil Box | 2 | Pieces | IDR | 285000 | 570000 | 2022-05-20 | FIP General | Irwan Sopian | FIP Engineering | FIP-DOM-ENG-51502-0000000-INA-000000 | PO Closed | GL2204050 | 2022-04-15 | - | 2022-06-16
221750192-3 | 221750192 - Approved | 3 | P-17899-00 | SCHINDLER ELEVATOR - Door Shoe | 4 | Pieces | IDR | 317000 | 1268000 | 2022-05-20 | FIP General | Irwan Sopian | FIP Engineering | FIP-DOM-ENG-51504-0000000-INA-000000 | PO Closed | GL2204069 | 2022-04-15 | - | 2022-05-25
221750191-1 | 221750191 - Approved | 1 | O-50827-00 | OptoCapBT02T Operating Range 8 ppb - 60% O2 Sat P/N 30018857, Measured Pressure Resistance : 0 bar -; ; ; | 2 | Unit | IDR | 14238000 | 28476000 | 2022-05-27 | FIP Engineering | Irwan Sopian | FIP Engineering | FIP-DOM-000-11304-OS00001-INA-000000 | PO Closed | GL2204055 | 2022-04-15 | - | 2022-05-27
221750193-1 | 221750193 - Approved | 1 | O-51967-00 | Solid State Relay 3-32 VDC - 330 VAC 25 A | 3 | Pieces | IDR | 250000 | 750000 | 2022-05-20 | FIP Engineering | Irwan Sopian | FIP Engineering | FIP-DOM-000-11304-OS00001-INA-000000 | PO Closed | GL2205011 | 2022-04-18 | - | 2022-05-25
221750193-2 | 221750193 - Approved | 2 | Q-10859-00 | Gembok 40 mm | 2 | Pieces | IDR | 40000 | 80000 | 2022-05-20 | FIP General | Irwan Sopian | FIP Engineering | FIP-DOM-ENG-51502-0000000-INA-000000 | PO Closed | GL2204051 | 2022-04-19 | - | 2022-05-20
221750193-3 | 221750193 - Approved | 3 | O-51307-00 | Selector Switch 22mm On-Off XPB22-22A Fort | 2 | Pieces | IDR | 27500 | 55000 | 2022-05-20 | FIP General | Irwan Sopian | FIP Engineering | FIP-DOM-ENG-51404-0000000-INA-000000 | PO Closed | GL2204067 | 2022-04-19 | - | 2022-05-20
221750193-4 | 221750193 - Approved | 4 | P-15938-00 | Water Hardness Test Kit | 1 | Box | IDR | 273500 | 273500 | 2022-05-20 | FIP General | Irwan Sopian | FIP Engineering | FIP-DOM-ENG-51504-0000000-INA-000000 | PO Closed | GL2204068 | 2022-04-19 | - | 2022-05-20
221750196-1 | 221750196 - Approved | 1 | P-10945-00 | Insulation - Seal Tape onda | 8 | Pieces | IDR | 4500 | 36000 | 2022-05-16 | FIP Engineering | Joko Nugroho | FIP Engineering | FIP-DOM-000-11304-OS00001-INA-000000 | PO Closed | GL2205031 | 2022-04-21 | - | 2022-06-06
221750196-2 | 221750196 - Approved | 2 | P-15851-00 | AMPLAS EAGLE 100 | 5 | Pieces | IDR | 3300 | 16500 | 2022-05-16 | FIP Engineering | Joko Nugroho | FIP Engineering | FIP-DOM-000-11304-OS00001-INA-000000 | PO Closed | GL2205031 | 2022-04-21 | - | 2022-06-06
221750196-3 | 221750196 - Approved | 3 | O-54013-00 | SOCKET RJ 45 | 1 | Pieces | IDR | 1500 | 1500 | 2022-05-16 | FIP Engineering | Joko Nugroho | FIP Engineering | FIP-DOM-000-11304-OS00001-INA-000000 | PO Closed | GL2205031 | 2022-04-21 | - | 2022-06-06
221750196-4 | 221750196 - Approved | 4 | P-53102-00 | Lampu PLC 13watt/E27 Putih Phillips | 30 | Pieces | IDR | 30000 | 900000 | 2022-05-16 | FIP Engineering | Joko Nugroho | FIP Engineering | FIP-DOM-000-11304-OS00001-INA-000000 | PO Closed | GL2205031 | 2022-04-21 | - | 2022-06-06
221750196-5 | 221750196 - Approved | 5 | P-51741-00 | Lampu Phillips PHP LED 710 7w E27 White 220-240v | 10 | Pieces | IDR | 35500 | 355000 | 2022-05-16 | FIP Engineering | Joko Nugroho | FIP Engineering | FIP-DOM-000-11304-OS00001-INA-000000 | PO Closed | GL2205031 | 2022-04-21 | - | 2022-06-06
221750196-6 | 221750196 - Approved | 6 | P-14952-00 | Fitting Union Tee KQ2T08-00A | 3 | Pieces | IDR | 44888 | 134664 | 2022-05-16 | FIP Engineering | Joko Nugroho | FIP Engineering | FIP-DOM-000-11304-OS00001-INA-000000 | PO Closed | GL2206016 | 2022-04-21 | - | 2022-06-30
221750196-7 | 221750196 - Approved | 7 | P-53211-00 | LOCTITE High Temperature @ 50 ml | 1 | Pieces | IDR | 252000 | 252000 | 2022-05-16 | FIP Engineering | Joko Nugroho | FIP Engineering | FIP-DOM-000-11304-OS00001-INA-000000 | PO Closed | GL2205031 | 2022-04-21 | - | 2022-06-06
221750196-8 | 221750196 - Approved | 8 | O-54003-00 | LAMPU PL-S 2P 11W/865, PHILIPS | 10 | Pieces | IDR | 30000 | 300000 | 2022-05-16 | FIP Engineering | Joko Nugroho | FIP Engineering | FIP-DOM-000-11304-OS00001-INA-000000 | PO Closed | GL2205031 | 2022-04-21 | - | 2022-06-06
221750196-9 | 221750196 - Approved | 9 | P-53214-00 | Epoxy Adhesive DEXTONE | 2 | Pieces | IDR | 13500 | 27000 | 2022-05-16 | FIP Engineering | Joko Nugroho | FIP Engineering | FIP-DOM-000-11304-OS00001-INA-000000 | PO Closed | GL2205031 | 2022-04-21 | - | 2022-06-06
221750196-10 | 221750196 - Approved | 10 | O-54015-00 | STOP KONTAK LUBANG 4, BROCO | 2 | Unit | IDR | 49000 | 98000 | 2022-05-16 | FIP Engineering | Joko Nugroho | FIP Engineering | FIP-DOM-000-11304-OS00001-INA-000000 | PO Closed | GL2205031 | 2022-04-21 | - | 2022-06-06
221750196-11 | 221750196 - Approved | 11 | P-51559-00 | Lampu T5 14watt Putih Phillips | 10 | Pack | IDR | 29700 | 297000 | 2022-05-16 | FIP Engineering | Joko Nugroho | FIP Engineering | FIP-DOM-000-11304-OS00001-INA-000000 | PO Closed | GL2205031 | 2022-04-21 | - | 2022-06-06
221750196-12 | 221750196 - Approved | 12 | P-51560-00 | Lampu T5 28watt Putih Phillips | 10 | Pieces | IDR | 36000 | 360000 | 2022-05-16 | FIP Engineering | Joko Nugroho | FIP Engineering | FIP-DOM-000-11304-OS00001-INA-000000 | PO Closed | GL2205031 | 2022-04-21 | - | 2022-06-06
221750196-13 | 221750196 - Approved | 13 | O-54014-00 | STEKER 1 PHASE, BROCO | 5 | Pieces | IDR | 9000 | 45000 | 2022-05-16 | FIP Engineering | Joko Nugroho | FIP Engineering | FIP-DOM-000-11304-OS00001-INA-000000 | PO Closed | GL2205031 | 2022-04-21 | - | 2022-06-06
221750196-14 | 221750196 - Approved | 14 | P-13389-00 | Scotch Brite 3M | 3 | Pieces | IDR | 13500 | 40500 | 2022-05-16 | FIP Engineering | Joko Nugroho | FIP Engineering | FIP-DOM-000-11304-OS00001-INA-000000 | PO Closed | GL2205031 | 2022-04-21 | - | 2022-06-06
221750196-15 | 221750196 - Approved | 15 | P-51027-00 | Isolasi Kabel SCOTCH super 33+ size: 19 mmx20x0.177 mm ( vinyl electric tape ) Black 3M | 3 | Pieces | IDR | 47700 | 143100 | 2022-05-16 | FIP Engineering | Joko Nugroho | FIP Engineering | FIP-DOM-000-11304-OS00001-INA-000000 | PO Closed | GL2205031 | 2022-04-21 | - | 2022-06-06
221750207-1 | 221750207 - Approved | 1 | Q-10863-00 | Wallmount Indorack WR5004S 4U 500MM Singel Door Rack Server | 1 | Unit | IDR | 1665000 | 1665000 | 2022-06-03 | FIP General | Irwan Sopian | FIP Engineering | FIP-DOM-ENG-51504-0000000-INA-000000 | PO Closed | GL2205023 | 2022-04-27 | - | 2022-06-06
221750207-2 | 221750207 - Approved | 2 | Q-10862-00 | Bracket TV Monitor LED 32-51 inch | 1 | Pieces | IDR | 250000 | 250000 | 2022-06-03 | FIP General | Irwan Sopian | FIP Engineering | FIP-DOM-ENG-51504-0000000-INA-000000 | PO Closed | GL2205024 | 2022-04-27 | - | 2022-06-03
221750206-1 | 221750206 - Approved | 1 | P-13641-00 | Filter SO 5 micron 30 inch O-ring 222 Bayonet | 5 | Pieces | IDR | 1890000 | 9450000 | 2022-05-27 | FIP Engineering | Irwan Sopian | FIP Engineering | FIP-DOM-000-11304-OS00001-INA-000000 | PO Closed | GL2205034 | 2022-04-27 | - | 2022-06-05
221750205-1 | 221750205 - Approved | 1 | O-18388-00 | Membrane Valve PTFE/EPDM DN15 type 612 GEMU | 3 | Pieces | IDR | 1800000 | 5400000 | 2022-05-27 | FIP Engineering | Irwan Sopian | FIP Engineering | FIP-DOM-000-11304-OS00001-INA-000000 | PO Closed | GL2205032 | 2022-04-27 | - | 2022-06-13
221750204-1 | 221750204 - Approved | 1 | O-52597-00 | Selenoid Valve VZWD-L-M22C-M-G12-135-1P4-10 Festo | 2 | Pieces | IDR | 1079444 | 2158888 | 2022-05-20 | FIP Engineering | Irwan Sopian | FIP Engineering | FIP-DOM-000-11304-OS00001-INA-000000 | PO Closed | GL2205036 | 2022-04-27 | - | 2022-06-20
221750211-1 | 221750211 - Approved | 1 | Q-10236-00 | Door Closer Dekson 302 NHO | 3 | Pieces | IDR | 285000 | 855000 | 2022-06-03 | FIP General | Irwan Sopian | FIP Engineering | FIP-DOM-ENG-51502-0000000-INA-000000 | PO Closed | GL2205014 | 2022-04-28 | - | 2022-06-09
221750211-2 | 221750211 - Approved | 2 | P-52388-00 | Camera Endoscope Wifi Wireles Android Kabel 5M | 1 | Pieces | IDR | 415000 | 415000 | 2022-06-03 | FIP General | Irwan Sopian | FIP Engineering | FIP-DOM-ENG-51504-0000000-INA-000000 | PO Closed | GL2206017 | 2022-04-28 | - | 2022-06-30
221750218-1 | 221750218 - Approved | 1 | O-51771-00 | WAGO 750-501 2-CHANNEL DIGITAL OUTPUT MODULE STD PACK | 2 | Unit | IDR | 760000 | 1520000 | 2022-05-23 | FIP Engineering | Joko Nugroho | FIP Engineering | FIP-DOM-000-11304-OS00001-INA-000000 | PO Closed | GL2205004 | 2022-05-09 | - | 2022-05-23
221750218-2 | 221750218 - Approved | 2 | O-51774-00 | WAGO 750-472 2-CHANNEL ANALOG INPUT MODULE STD PACK | 1 | Unit | IDR | 3349810 | 3349810 | 2022-05-23 | FIP Engineering | Joko Nugroho | FIP Engineering | FIP-DOM-000-11304-OS00001-INA-000000 | PO Closed | GL2205004 | 2022-05-09 | - | 2022-06-17
221750218-3 | 221750218 - Approved | 3 | O-51772-00 | WAGO 750-402 4-CHANNEL DIGITAL INPUT MODULE STD PACK | 2 | Unit | IDR | 592480 | 1184960 | 2022-05-23 | FIP Engineering | Joko Nugroho | FIP Engineering | FIP-DOM-000-11304-OS00001-INA-000000 | PO Closed | GL2205004 | 2022-05-09 | - | 2022-05-23
221750218-4 | 221750218 - Approved | 4 | O-51309-00 | WAGO 750-333 I/O SYSTEM PROFIBUS DP/FMS-12 MBAUD-DPV1-COUPL | 1 | Unit | IDR | 6539220 | 6539220 | 2022-05-23 | FIP Engineering | Joko Nugroho | FIP Engineering | FIP-DOM-000-11304-OS00001-INA-000000 | PO Closed | GL2205004 | 2022-05-09 | - | 2022-05-23
221750224-1 | 221750224 - Approved | 1 | S-60002-00 | Service Particle Counter Type : AirNet II 510 S/N : 95576 | 1 | Lot | IDR | 1500000 | 1500000 | 2022-05-23 | FIP General | Joko Nugroho | FIP Engineering | FIP-DOM-ENG-51508-0000000-INA-000000 | PO Closed | GL2205012 | 2022-05-12 | - | 2022-06-17
221750224-2 | 221750224 - Approved | 2 | S-60002-00 | Part untuk service particle counter; Sparepart for change (96360); P/N : 1000014762 AF, R, VENTURI, 1.0 CFM | 1 | Lot | IDR | 1000000 | 1000000 | 2022-05-23 | FIP General | Joko Nugroho | FIP Engineering | FIP-DOM-ENG-51508-0000000-INA-000000 | PO Closed | GL2205012 | 2022-05-12 | - | 2022-06-17
221750226-1 | 221750226 - Approved | 1 | O-52250-00 | Tunnel ST1L - END Module 750-600 Wago | 1 | Pieces | IDR | 310770 | 310770 | 2022-05-23 | FIP Engineering | Joko Nugroho | FIP Engineering | FIP-DOM-000-11304-OS00001-INA-000000 | PO Closed | GL2205004 | 2022-05-13 | - | 2022-06-17
221750232-1 | 221750232 - Approved | 1 | P-18138-00 | Baut Hex M5 Machining As Mat SUS 316L | 5 | Pieces | IDR | 276000 | 1380000 | 2022-05-31 | FIP Engineering | Joko Nugroho | FIP Engineering | FIP-DOM-000-11304-OS00001-INA-000000 | PO Closed | GL2206036 | 2022-05-18 | - | 2022-07-05
221750235-1 | 221750235 - Approved | 1 | R-20002-00 | Instalasi Pipa Jalur N2 ke Sampling Dispensing 2 | 1 | Lot | IDR | 23790000 | 23790000 | 2022-06-13 | FIP General | Kristiawan Sakti Winarno | FIP Engineering | FIP-DOM-ENG-13405-EQNB224-INA-000000 | PO Closed | GL2206035 | 2022-05-19 | - | 2022-09-29
221750233-1 | 221750233 - Approved | 1 | T-20289-00 | Ferrule, 1.0 mm graphite 0.53 Col; Agilent; Part No. 5080-8773; 10/pk | 1 | Pack | IDR | 906518 | 906518 | 2022-06-17 | FIP General | Irwan Sopian | FIP Engineering | FIP-DOM-ENG-51404-0000000-INA-000000 | PO Closed | GL2206300 | 2022-05-19 | - | 2022-06-24
221750241-1 | 221750241 - Approved | 1 | Q-10855-00 | Apar Termatic Powder | 2 | Unit | IDR | 1500000 | 3000000 | 2022-06-24 | FIP General | Irwan Sopian | FIP Engineering | FIP-DOM-ENG-51502-0000000-INA-000000 | PO Closed | GL2206002 | 2022-05-23 | - | 2022-06-30
221750240-1 | 221750240 - Approved | 1 | P-18140-00 | Sanitary Diaphragma Pressure Gauge Membrane Conn. Ferrule 1.5 inch Center Back SS 316 0 s/d 10 bar SPV | 1 | Pieces | IDR | 1621620 | 1621620 | 2022-06-24 | FIP Engineering | Irwan Sopian | FIP Engineering | FIP-DOM-000-11304-OS00001-INA-000000 | PO Closed | GL2206038 | 2022-05-23 | - | 2022-07-11
221750242-1 | 221750242 - Approved | 1 | P-51999-00 | Manifold u/ R410 A dan R 32 Refco Refco | 1 | Unit | IDR | 1389750 | 1389750 | 2022-06-24 | FIP General | Irwan Sopian | FIP Engineering | FIP-DOM-ENG-51504-0000000-INA-000000 | PO Closed | GL2206039 | 2022-05-24 | - | 2022-06-30
221750242-2 | 221750242 - Approved | 2 | Q-60234-00 | Cat F-Talit KF 582, F-Talit, Type Black, pack size per 1 kg | 4 | Can | IDR | 76250 | 305000 | 2022-06-24 | FIP General | Irwan Sopian | FIP Engineering | FIP-DOM-000-11304-OS00010-INA-000000 | PO Closed | GL2206001 | 2022-05-24 | - | 2022-06-30
221750242-3 | 221750242 - Approved | 3 | S-11446-00 | Tangga Plastik / Alumunium pc | 1 | Pieces | IDR | 1080000 | 1080000 | 2022-06-24 | FIP General | Irwan Sopian | FIP Engineering | FIP-DOM-ENG-51404-0000000-INA-000000 | PO Closed | GL2207004 | 2022-05-24 | - | 2022-07-15
221750242-4 | 221750242 - Approved | 4 | Q-60104-00 | Cat Hardtop XP PU Jotun | 1 | Can | IDR | 2856000 | 2856000 | 2022-06-24 | FIP Engineering | Irwan Sopian | FIP Engineering | FIP-DOM-000-11304-OS00001-INA-000000 | PO Closed | GL2206001 | 2022-05-24 | - | 2022-06-23
221750250-1 | 221750250 - Approved | 1 | S-60002-00 | SVIM Repair Modell 7/9 (X2/X2B)10031223 defect SVIM repaired and sent back | 1 | Lot | EUR | 2600 | 2600 | 2022-06-20 | FIP General | Kristiawan Sakti Winarno | FIP Engineering | FIP-DOM-ENG-51508-0000000-INA-000000 | PO Closed | GL2206043 | 2022-06-02 | - | 2022-08-30
221750259-2 | 221750259 - Approved | 2 | P-52380-00 | Adaptor AC Universal Power Supply 12VDC s/d 24VDC | 2 | Pieces | IDR | 130000 | 260000 | 2022-06-30 | FIP General | Irwan Sopian | FIP Engineering | FIP-DOM-ENG-51504-0000000-INA-000000 | PO Closed | GL2206017 | 2022-06-03 | - | 2022-06-30
221750259-3 | 221750259 - Approved | 3 | Q-10572-00 | PHILIPS - Lampu LED TL T8 120 Cm 16 Watt | 12 | Pieces | IDR | 90000 | 1080000 | 2022-06-30 | FIP Engineering | Irwan Sopian | FIP Engineering | FIP-DOM-000-11304-OS00001-INA-000000 | PO Closed | GL2206001 | 2022-06-03 | - | 2022-06-23
221750258-1 | 221750258 - Approved | 1 | S-60002-00 | Perbaikan Pipa Cooling Water bocor | 1 | Lot | IDR | 9600000 | 9600000 | 2022-06-30 | FIP General | Irwan Sopian | FIP Engineering | FIP-DOM-ENG-51508-0000000-INA-000000 | PO Closed | GL2206040 | 2022-06-03 | - | 2022-07-03
221750264-1 | 221750264 - Approved | 1 | O-52621-00 | Printing Mechanism MT2460 CUT+HORIS SUPP p/n : 917EF051700000 CUSTOM | 1 | Unit | IDR | 3850000 | 3850000 | 2022-07-08 | FIP General | Irwan Sopian | FIP Engineering | FIP-DOM-000-11304-OS00001-INA-000000 | PO Closed | GL2207010 | 2022-06-07 | - | 2022-08-10
221750263-1 | 221750263 - Approved | 1 | P-52420-00 | Ceiling Exhaust Fan FV-25TGU5 KDK | 4 | Unit | IDR | 510000 | 2040000 | 2022-07-08 | FIP Engineering | Irwan Sopian | FIP Engineering | FIP-DOM-000-11304-OS00001-INA-000000 | PO Closed | GL2206018 | 2022-06-07 | - | 2022-07-08
221750268-1 | 221750268 - Approved | 1 | Q-10410-00 | Roll Epoxy dia. 9 | 3 | Pieces | IDR | 36000 | 108000 | 2022-07-08 | FIP General | Joko Nugroho | FIP Engineering | FIP-DOM-ENG-51502-0000000-INA-000000 | PO Closed | GL2206026 | 2022-06-08 | - | 2022-06-27
221750268-2 | 221750268 - Approved | 2 | Q-60026-00 | Kuas Eterna 2" | 1 | Pieces | IDR | 6000 | 6000 | 2022-07-08 | FIP General | Joko Nugroho | FIP Engineering | FIP-DOM-ENG-51404-0000000-INA-000000 | PO Closed | GL2206026 | 2022-06-09 | - | 2022-06-27
221750268-3 | 221750268 - Approved | 3 | Q-10271-00 | Kuas 3 inch | 1 | Pieces | IDR | 8000 | 8000 | 2022-07-08 | FIP General | Joko Nugroho | FIP Engineering | FIP-DOM-ENG-51502-0000000-INA-000000 | PO Closed | GL2206026 | 2022-06-09 | - | 2022-06-27
221750268-4 | 221750268 - Approved | 4 | Q-10154-00 | Roller cat 230mm | 5 | Pieces | IDR | 12000 | 60000 | 2022-07-08 | FIP Engineering | Joko Nugroho | FIP Engineering | FIP-DOM-000-11304-OS00001-INA-000000 | PO Closed | GL2206026 | 2022-06-09 | - | 2022-07-08
221750275-1 | 221750275 - Approved | 1 | P-14877-00 | Kabel NYYHY 3x2,5mm; ; ; | 50 | Meter | IDR | 23500 | 1175000 | 2022-07-15 | FIP General | Irwan Sopian | FIP Engineering | FIP-DOM-ENG-51504-0000000-INA-000000 | PO Closed | GL2207022 | 2022-06-14 | - | 2022-07-20
221750275-2 | 221750275 - Approved | 2 | Q-10510-00 | Junction Box Plastik 12x12x10 cm | 2 | Pieces | IDR | 137750 | 275500 | 2022-07-15 | FIP General | Irwan Sopian | FIP Engineering | FIP-DOM-ENG-51502-0000000-INA-000000 | PO Closed | GL2206025 | 2022-06-14 | - | 2022-06-28
221750275-3 | 221750275 - Approved | 3 | O-15822-00 | MCB Schneider C60H 1 phase 1 pole 10 A 100000A GLOBAL MULTIPARTS, PT P/N : - pc | 2 | Pieces | IDR | 115000 | 230000 | 2022-07-15 | FIP Engineering | Irwan Sopian | FIP Engineering | FIP-DOM-000-11304-OS00001-INA-000000 | PO Closed | GL2207022 | 2022-06-14 | - | 2022-07-20
221750274-1 | 221750274 - Approved | 1 | Q-10305-00 | Raven Door Seal (balon) RP48 Brown/White 50mtr x 2 | 1 | Roll | IDR | 1111275 | 1111275 | 2022-07-15 | FIP General | Irwan Sopian | FIP Engineering | FIP-DOM-ENG-51502-0000000-INA-000000 | PO Closed | GL2206021 | 2022-06-14 | - | 2022-07-01
221750273-1 | 221750273 - Approved | 1 | O-18428-00 | Roda Vertikal Blind Runner and Spacer dan Cor d Driver Runner | 56 | Pieces | IDR | 7000 | 392000 | 2022-07-08 | FIP General | Irwan Sopian | FIP Engineering | FIP-DOM-ENG-51502-0000000-INA-000000 | PO Closed | GL2206026 | 2022-06-14 | - | 2022-06-27
221750273-2 | 221750273 - Approved | 2 | Q-10880-00 | Holder Vertical Blind Hanger 127 mm | 30 | Pieces | IDR | 4900 | 147000 | 2022-07-08 | FIP General | Irwan Sopian | FIP Engineering | FIP-DOM-ENG-51504-0000000-INA-000000 | PO Closed | GL2206026 | 2022-06-14 | - | 2022-06-27
221750273-3 | 221750273 - Approved | 3 | S-44000-00 | Ongkos Kirim | 1 | Lot | IDR | 8000 | 8000 | 2022-07-08 | FIP General | Irwan Sopian | FIP Engineering | FIP-DOM-ENG-51504-0000000-INA-000000 | PO Closed | GL2206026 | 2022-06-14 | - | 2022-06-27
221750268-5 | 221750268 - Approved | 5 | Q-10153-00 | Roller cat 110mm | 5 | Pieces | IDR | 6000 | 30000 | 2022-07-08 | FIP Engineering | Joko Nugroho | FIP Engineering | FIP-DOM-000-11304-OS00001-INA-000000 | PO Closed | GL2206026 | 2022-06-14 | - | 2022-07-08
221750276-1 | 221750276 - Approved | 1 | O-12734-00 | Tubing Polyurethane TU0805 Clear, SMC, roll SINAR MUTIARA CAKRABUANA, PT P/N : X3 pc | 150 | Roll | IDR | 23000 | 3450000 | 2022-07-08 | FIP General | Irwan Sopian | FIP Engineering | FIP-DOM-ENG-51404-0000000-INA-000000 | PO Closed | GL2207023 | 2022-06-15 | - | 2022-07-22
221750276-2 | 221750276 - Approved | 2 | P-14952-00 | Fitting Union Tee KQ2T08-00A | 30 | Pieces | IDR | 50000 | 1500000 | 2022-07-08 | FIP Engineering | Irwan Sopian | FIP Engineering | FIP-DOM-000-11304-OS00001-INA-000000 | PO Closed | GL2207023 | 2022-06-15 | - | 2022-07-22
221750276-3 | 221750276 - Approved | 3 | P-14957-00 | Straight Union KQ2H08-00A | 10 | Pieces | IDR | 45000 | 450000 | 2022-07-08 | FIP Engineering | Irwan Sopian | FIP Engineering | FIP-DOM-000-11304-OS00001-INA-000000 | PO Closed | GL2207023 | 2022-06-15 | - | 2022-07-22
221750281-1 | 221750281 - Approved | 1 | O-51000-00 | Colamark - Print Head for Part TTO Domino p/n EPP001359 SP | 1 | Pieces | IDR | 10455800 | 10455800 | 2022-07-29 | FIP General | Irwan Sopian | FIP Engineering | FIP-DOM-ENG-51504-0000000-INA-000000 | PO Closed | GL2207024 | 2022-06-16 | - | 2022-07-29
221750280-1 | 221750280 - Approved | 1 | P-13641-00 | Filter SO 5 micron 30 inch O-ring 222 Bayonet | 5 | Pieces | IDR | 1795000 | 8975000 | 2022-07-29 | FIP Engineering | Irwan Sopian | FIP Engineering | FIP-DOM-000-11304-OS00001-INA-000000 | PO Closed | GL2207025 | 2022-06-16 | - | 2022-07-29
221750279-1 | 221750279 - Approved | 1 | T-20123-00 | Acquity PDA/TUV 2489/2998 Perf Main Kit (lampu HPLC) Waters P/N 201000281 1 pc | 2 | Pieces | IDR | 10859355 | 21718710 | 2022-07-29 | FIP General | Irwan Sopian | FIP Engineering | FIP-DOM-ENG-51505-0000000-INA-000000 | PO Closed | GL2204019 | 2022-06-16 | - | 2022-07-08
221750278-1 | 221750278 - Approved | 1 | S-60002-00 | Service Printer MT2460 | 1 | Lot | IDR | 575000 | 575000 | 2022-07-15 | FIP General | Irwan Sopian | FIP Engineering | FIP-DOM-ENG-51508-0000000-INA-000000 | PO Closed | GL2207022 | 2022-06-16 | - | 2022-07-20
221750285-1 | 221750285 - Approved | 1 | S-60109-00 | Watermur Kuningan Custom Koneksi Pompa cRABS | 1 | Pieces | IDR | 1588000 | 1588000 | 2022-07-22 | FIP General | Irwan Sopian | FIP Engineering | FIP-DOM-ENG-51504-0000000-INA-000000 | PO Closed | GL2207056 | 2022-06-17 | - | 2022-09-16
221750284-1 | 221750284 - Approved | 1 | P-14993-00 | Ferrule to Hose 1,5 inch x 7mm; ; ; | 8 | Pieces | IDR | 585000 | 4680000 | 2022-07-22 | FIP Engineering | Irwan Sopian | FIP Engineering | FIP-DOM-000-11304-OS00001-INA-000000 | PO Closed | GL2208322 | 2022-06-17 | - | 2022-08-30
221750283-1 | 221750283 - Approved | 1 | O-18445-00 | Tunnel ST1L - Oufeed Guide POM White | 2 | Pieces | IDR | 1042000 | 2084000 | 2022-07-15 | FIP Engineering | Irwan Sopian | FIP Engineering | FIP-DOM-000-11304-OS00001-INA-000000 | PO Closed | GL2207026 | 2022-06-17 | - | 2022-07-30
221750283-2 | 221750283 - Approved | 2 | S-60002-00 | Perbaikan - Oufeed Guide POM White | 2 | Lot | IDR | 1385000 | 2770000 | 2022-07-15 | FIP General | Irwan Sopian | FIP Engineering | FIP-DOM-ENG-51508-0000000-INA-000000 | PO Closed | GL2207026 | 2022-06-17 | - | 2022-07-30
221750282-1 | 221750282 - Approved | 1 | T-25092-00 | TSF Battery without Activator for TrackSense Frigo35900061 | 9 | Pieces | IDR | 1350000 | 12150000 | 2022-07-15 | FIP General | Irwan Sopian | FIP Engineering | FIP-DOM-ENG-51404-0000000-INA-000000 | PO Closed | GL2207012 | 2022-06-17 | - | 2022-09-16
221750292-1 | 221750292 - Approved | 1 | P-52017-00 | Air Damper Actuators GDB166.1E Siemens | 2 | Pieces | IDR | 3040000 | 6080000 | 2022-07-22 | FIP Engineering | Irwan Sopian | FIP Engineering | FIP-DOM-000-11304-OS00001-INA-000000 | PO Closed | GL2207063 | 2022-06-21 | - | 2022-08-20
221750298-1 | 221750298 - Approved | 1 | P-52421-00 | Heater Cold Storage Door 4 mtr 300 Watt 220V | 1 | Unit | IDR | 7500000 | 7500000 | 2022-07-22 | FIP Engineering | Irwan Sopian | FIP Engineering | FIP-DOM-000-11304-OS00001-INA-000000 | PO Closed | GL2207052 | 2022-06-25 | - | 2022-08-05
221750298-2 | 221750298 - Approved | 2 | P-52422-00 | Thermostat 0 - 100 derajat C | 1 | Pieces | IDR | 1500000 | 1500000 | 2022-07-22 | FIP Engineering | Irwan Sopian | FIP Engineering | FIP-DOM-000-11304-OS00001-INA-000000 | PO Closed | GL2207052 | 2022-06-25 | - | 2022-08-05
221750297-1 | 221750297 - Approved | 1 | S-60002-00 | Jasa Perbaikan dan Pemeliharaan Mesin Utility | 1 | Lot | IDR | 4230000 | 4230000 | 2022-07-22 | FIP General | Irwan Sopian | FIP Engineering | FIP-DOM-ENG-51508-0000000-INA-000000 | PO Closed | GL2207053 | 2022-06-25 | - | 2022-08-22
221750296-1 | 221750296 - Approved | 1 | P-51880-00 | Battery 2500mAH 1.2V | 10 | Set | IDR | 185000 | 1850000 | 2022-07-22 | FIP Engineering | Irwan Sopian | FIP Engineering | FIP-DOM-000-11304-OS00001-INA-000000 | PO Closed | GL2207050 | 2022-06-25 | - | 2022-08-05
221750296-2 | 221750296 - Approved | 2 | Q-10885-00 | Kunci Grendel SS 1 1/2 Inch | 5 | Pieces | IDR | 10000 | 50000 | 2022-07-22 | FIP General | Irwan Sopian | FIP Engineering | FIP-DOM-ENG-51502-0000000-INA-000000 | PO Closed | GL2207303 | 2022-06-25 | - | 2022-07-22
221750306-1 | 221750306 - Approved | 1 | O-18456-00 | Oring Material Viton Dia. 170 x 6.99 mm | 5 | Pieces | IDR | 325000 | 1625000 | 2022-07-22 | FIP Engineering | Irwan Sopian | FIP Engineering | FIP-DOM-000-11304-OS00001-INA-000000 | PO Closed | GL2207054 | 2022-06-28 | - | 2022-08-06
221750305-1 | 221750305 - Approved | 1 | S-60002-00 | Repair Pompa Flux generate partikel | 1 | Lot | IDR | 12500000 | 12500000 | 2022-08-12 | FIP General | Irwan Sopian | FIP Engineering | FIP-DOM-ENG-51508-0000000-INA-000000 | PO Closed | GL2207055 | 2022-06-28 | - | 2022-09-11
221750304-1 | 221750304 - Approved | 1 | S-42061-00 | Seagate BarraCuda Hardisk / HDD Internal PC 1TB SATA III 7200RPM Seagate 1TB SATA III 7200RPM PC | 3 | Pieces | IDR | 950000 | 2850000 | 2022-07-22 | FIP General | Irwan Sopian | FIP Engineering | FIP-DOM-ENG-51504-0000000-INA-000000 | PO Closed | GL2207003 | 2022-06-28 | - | 2022-07-11
221750303-1 | 221750303 - Approved | 1 | P-53221-00 | Ball Float Steam Trap 3/4 inch connection : Screwed BSP | 1 | Pieces | IDR | 7300000 | 7300000 | 2022-07-22 | FIP Engineering | Irwan Sopian | FIP Engineering | FIP-DOM-000-11304-OS00001-INA-000000 | PO Closed | GL2206044 | 2022-06-28 | - | 2022-07-15
221750303-2 | 221750303 - Approved | 2 | P-15413-00 | Ball Float Steam Trap 1 inch Screw BSP | 1 | Pieces | IDR | 8200000 | 8200000 | 2022-07-22 | FIP Engineering | Irwan Sopian | FIP Engineering | FIP-DOM-000-11304-OS00001-INA-000000 | PO Closed | GL2206044 | 2022-06-28 | - | 2022-07-15
221750308-1 | 221750308 - Approved | 1 | O-54003-00 | LAMPU PL-S 2P 11W/865, PHILIPS | 5 | Pieces | IDR | 33500 | 167500 | 2022-07-22 | FIP Engineering | Irwan Sopian | FIP Engineering | FIP-DOM-000-11304-OS00001-INA-000000 | PO Closed | GL2208004 | 2022-06-30 | - | 2022-08-25
221750308-2 | 221750308 - Approved | 2 | Q-10249-00 | Lem Power Glue | 10 | Pieces | IDR | 5000 | 50000 | 2022-07-22 | FIP Engineering | Irwan Sopian | FIP Engineering | FIP-DOM-000-11304-OS00001-INA-000000 | PO Closed | GL2207303 | 2022-06-30 | - | 2022-07-22
221750308-3 | 221750308 - Approved | 3 | P-53212-00 | Ballast PHILIPS TL-D 1x36 Watt | 2 | Pieces | IDR | 44100 | 88200 | 2022-07-22 | FIP Engineering | Irwan Sopian | FIP Engineering | FIP-DOM-000-11304-OS00001-INA-000000 | PO Closed | GL2208003 | 2022-06-30 | - | 2022-08-12
221750308-4 | 221750308 - Approved | 4 | P-53171-00 | Ballast Electronic EB-C 218 TL5, 2x18W; Phillips; ; | 2 | Pieces | IDR | 88500 | 177000 | 2022-07-22 | FIP Engineering | Irwan Sopian | FIP Engineering | FIP-DOM-000-11304-OS00001-INA-000000 | PO Closed | GL2208003 | 2022-06-30 | - | 2022-08-12
221750308-5 | 221750308 - Approved | 5 | P-13383-00 | Silicone Sealant High Temp Red | 2 | Pieces | IDR | 26000 | 52000 | 2022-07-22 | FIP Engineering | Irwan Sopian | FIP Engineering | FIP-DOM-000-11304-OS00001-INA-000000 | PO Closed | GL2208003 | 2022-06-30 | - | 2022-08-12
221750308-6 | 221750308 - Approved | 6 | P-15438-00 | CABLE SPIRAL WRAPPING, TYPE KS12, BRAND KSS; ; ; | 1 | Pack | IDR | 62000 | 62000 | 2022-07-22 | FIP Engineering | Irwan Sopian | FIP Engineering | FIP-DOM-000-11304-OS00001-INA-000000 | PO Closed | GL2208003 | 2022-06-30 | - | 2022-08-12
221750308-7 | 221750308 - Approved | 7 | P-12464-00 | Lem Aibon 1 gal/ kaleng | 2 | Pieces | IDR | 10350 | 20700 | 2022-07-22 | FIP Engineering | Irwan Sopian | FIP Engineering | FIP-DOM-000-11304-OS00001-INA-000000 | PO Closed | GL2208003 | 2022-06-30 | - | 2022-08-12
221750308-8 | 221750308 - Approved | 8 | P-53102-00 | Lampu PLC 13watt/E27 Putih Phillips | 15 | Pieces | IDR | 26100 | 391500 | 2022-07-22 | FIP Engineering | Irwan Sopian | FIP Engineering | FIP-DOM-000-11304-OS00001-INA-000000 | PO Closed | GL2208004 | 2022-06-30 | - | 2022-08-25
221750308-9 | 221750308 - Approved | 9 | P-51559-00 | Lampu T5 14watt Putih Phillips | 20 | Pack | IDR | 29700 | 594000 | 2022-07-22 | FIP Engineering | Irwan Sopian | FIP Engineering | FIP-DOM-000-11304-OS00001-INA-000000 | PO Closed | GL2208004 | 2022-06-30 | - | 2022-08-25
221750308-11 | 221750308 - Approved | 11 | P-53214-00 | Epoxy Adhesive DEXTONE | 3 | Pieces | IDR | 11250 | 33750 | 2022-07-22 | FIP Engineering | Irwan Sopian | FIP Engineering | FIP-DOM-000-11304-OS00001-INA-000000 | PO Closed | GL2208003 | 2022-06-30 | - | 2022-08-12
221750308-12 | 221750308 - Approved | 12 | O-54015-00 | STOP KONTAK LUBANG 4, BROCO | 2 | Unit | IDR | 49000 | 98000 | 2022-07-22 | FIP Engineering | Irwan Sopian | FIP Engineering | FIP-DOM-000-11304-OS00001-INA-000000 | PO Closed | GL2208003 | 2022-06-30 | - | 2022-08-12
221750308-13 | 221750308 - Approved | 13 | P-50506-00 | Saklar Tunggal / 250 V / Clipsal | 2 | Pieces | IDR | 23000 | 46000 | 2022-07-22 | FIP Engineering | Irwan Sopian | FIP Engineering | FIP-DOM-000-11304-OS00001-INA-000000 | PO Closed | GL2208003 | 2022-06-30 | - | 2022-08-12
221750308-14 | 221750308 - Approved | 14 | Q-10154-00 | Roller cat 230mm | 10 | Pieces | IDR | 35000 | 350000 | 2022-07-22 | FIP Engineering | Irwan Sopian | FIP Engineering | FIP-DOM-000-11304-OS00001-INA-000000 | PO Closed | GL2207303 | 2022-06-30 | - | 2022-07-22
221750308-15 | 221750308 - Approved | 15 | Q-60025-00 | Kuas Eterna 1" | 10 | Pieces | IDR | 6000 | 60000 | 2022-07-22 | FIP General | Irwan Sopian | FIP Engineering | FIP-DOM-ENG-51404-0000000-INA-000000 | PO Closed | GL2207303 | 2022-06-30 | - | 2022-07-22
221750308-16 | 221750308 - Approved | 16 | Q-10128-00 | Thinner Super End/Impala | 2 | Pieces | IDR | 110000 | 220000 | 2022-07-22 | FIP Engineering | Irwan Sopian | FIP Engineering | FIP-DOM-000-11304-OS00001-INA-000000 | PO Closed | GL2207303 | 2022-06-30 | - | 2022-07-22
221750308-17 | 221750308 - Approved | 17 | P-51560-00 | Lampu T5 28watt Putih Phillips | 40 | Pieces | IDR | 40000 | 1600000 | 2022-07-22 | FIP Engineering | Irwan Sopian | FIP Engineering | FIP-DOM-000-11304-OS00001-INA-000000 | PO Closed | GL2208004 | 2022-07-04 | - | 2022-08-25
221750308-18 | 221750308 - Approved | 18 | Q-10153-00 | Roller cat 110mm | 10 | Pieces | IDR | 15000 | 150000 | 2022-07-22 | FIP Engineering | Irwan Sopian | FIP Engineering | FIP-DOM-000-11304-OS00001-INA-000000 | PO Closed | GL2207303 | 2022-07-04 | - | 2022-07-22
221750308-18 | 221750308 - Approved | 18 | Q-60500-00 | Silicone Sealant, Silglaze, Type N10 Grey, pack size per pcs | 5 | Pieces | IDR | 58000 | 290000 | 2022-07-22 | FIP Engineering | Irwan Sopian | FIP Engineering | FIP-DOM-000-11304-OS00010-INA-000000 | PO Closed | GL2207303 | 2022-07-04 | - | 2022-07-22
221750308-19 | 221750308 - Approved | 19 | Q-60502-00 | Silicone Sealant, Silglaze, Type N10 White, pack size per pcs | 10 | Pieces | IDR | 58000 | 580000 | 2022-07-22 | FIP Engineering | Irwan Sopian | FIP Engineering | FIP-DOM-000-11304-OS00010-INA-000000 | PO Closed | GL2207303 | 2022-07-04 | - | 2022-07-22
221750308-20 | 221750308 - Approved | 20 | Q-60501-00 | Silicone Sealant, Silglaze, Type N10 Clear, pack size per pcs | 4 | Pieces | IDR | 58000 | 232000 | 2022-07-22 | FIP Engineering | Irwan Sopian | FIP Engineering | FIP-DOM-000-11304-OS00010-INA-000000 | PO Closed | GL2207303 | 2022-07-04 | - | 2022-07-22
221750308-21 | 221750308 - Approved | 21 | Q-10656-00 | Kuas Eterna 5 Inch | 5 | Pieces | IDR | 15000 | 75000 | 2022-07-22 | FIP Engineering | Irwan Sopian | FIP Engineering | FIP-DOM-000-11304-OS00001-INA-000000 | PO Closed | GL2207303 | 2022-07-04 | - | 2022-07-22
221750308-22 | 221750308 - Approved | 22 | Q-60026-00 | Kuas Eterna 2" | 10 | Pieces | IDR | 8000 | 80000 | 2022-07-22 | FIP General | Irwan Sopian | FIP Engineering | FIP-DOM-ENG-51404-0000000-INA-000000 | PO Closed | GL2207303 | 2022-07-04 | - | 2022-07-22
221750333-1 | 221750333 - Approved | 1 | P-51894-00 | Philips - Lampu TLD 18W/840 Bright Boost Cool White | 25 | Pieces | IDR | 35000 | 875000 | 2022-07-29 | FIP Engineering | Irwan Sopian | FIP Engineering | FIP-DOM-000-11304-OS00001-INA-000000 | PO Closed | GL2208322 | 2022-07-12 | - | 2022-08-30
221750333-2 | 221750333 - Approved | 2 | O-51967-00 | Solid State Relay 3-32 VDC - 330 VAC 25 A | 2 | Pieces | IDR | 390000 | 780000 | 2022-07-29 | FIP Engineering | Irwan Sopian | FIP Engineering | FIP-DOM-000-11304-OS00001-INA-000000 | PO Closed | GL2208322 | 2022-07-12 | - | 2022-08-30
221750333-3 | 221750333 - Approved | 3 | O-14640-00 | Silicone Gasket for Ferrule dia. 3/4" - P/N : - pc | 15 | Pieces | IDR | 18000 | 270000 | 2022-07-29 | FIP Engineering | Irwan Sopian | FIP Engineering | FIP-DOM-000-11304-OS00001-INA-000000 | PO Closed | GL2208322 | 2022-07-12 | - | 2022-08-30
221750332-1 | 221750332 - Approved | 1 | P-11350-00 | Roda Caster Supo Dia : 4" ( 100 x 38 mm ) Swivel Flange / Without Breake | 8 | Pieces | IDR | 321000 | 2568000 | 2022-07-29 | FIP Engineering | Irwan Sopian | FIP Engineering | FIP-DOM-000-11304-OS00001-INA-000000 | PO Closed | GL2208004 | 2022-07-12 | - | 2022-08-25
221750332-2 | 221750332 - Approved | 2 | P-12433-00 | Isolasi AC- Sansui | 5 | Pieces | IDR | 17500 | 87500 | 2022-07-29 | FIP Engineering | Irwan Sopian | FIP Engineering | FIP-DOM-000-11304-OS00001-INA-000000 | PO Closed | GL2208004 | 2022-07-12 | - | 2022-08-25
221750332-3 | 221750332 - Approved | 3 | S-40335-00 | Lem Insuflex Insulation | 1 | Can | IDR | 168750 | 168750 | 2022-07-29 | FIP General | Irwan Sopian | FIP Engineering | FIP-DOM-ENG-51404-0000000-INA-000000 | PO Closed | GL2208004 | 2022-07-12 | - | 2022-08-25
221750331-1 | 221750331 - Approved | 1 | Q-10857-00 | Nitric Acid (HNO3) 68 % | 5 | Liter | IDR | 45000 | 225000 | 2022-07-29 | FIP General | Irwan Sopian | FIP Engineering | FIP-DOM-ENG-51502-0000000-INA-000000 | PO Closed | GL2207041 | 2022-07-12 | - | 2022-08-04
221750331-2 | 221750331 - Approved | 2 | P-50274-00 | Kabel NYAF 0.75 Merah | 1 | Pieces | IDR | 298000 | 298000 | 2022-07-29 | FIP Engineering | Irwan Sopian | FIP Engineering | FIP-DOM-000-11304-OS00001-INA-000000 | PO Closed | GL2208004 | 2022-07-12 | - | 2022-08-25
221750331-3 | 221750331 - Approved | 3 | P-51756-00 | Kabel NYYHY 3x0.75mm meter | 50 | Meter | IDR | 11370 | 568500 | 2022-07-29 | FIP Engineering | Irwan Sopian | FIP Engineering | FIP-DOM-000-11304-OS00001-INA-000000 | PO Closed | GL2208004 | 2022-07-12 | - | 2022-09-16
221750331-4 | 221750331 - Approved | 4 | P-10860-00 | Fitting PVC - Elbow PVC 1" | 2 | Pieces | IDR | 7500 | 15000 | 2022-07-29 | FIP Engineering | Irwan Sopian | FIP Engineering | FIP-DOM-000-11304-OS00001-INA-000000 | PO Closed | GL2208004 | 2022-07-12 | - | 2022-08-25
221750331-5 | 221750331 - Approved | 5 | P-12810-00 | Sock Drat luar PVC AW dia 1inch | 2 | Pieces | IDR | 9000 | 18000 | 2022-07-29 | FIP Engineering | Irwan Sopian | FIP Engineering | FIP-DOM-000-11304-OS00001-INA-000000 | PO Closed | GL2208004 | 2022-07-12 | - | 2022-08-25
221750329-1 | 221750329 - Approved | 1 | Q-20010-00 | Keramik Granito Warna Ivory | 5 | Box | IDR | 385000 | 1925000 | 2022-08-05 | FIP General | Irwan Sopian | FIP Engineering | FIP-DOM-ENG-51502-0000000-INA-000000 | PO Closed | GL2207303 | 2022-07-12 | - | 2022-07-22
221750331-6 | 221750331 - Approved | 6 | P-51030-00 | Kabel JEMBO NYAF 1x0.75 mm Warna Biru | 1 | Pieces | IDR | 298000 | 298000 | 2022-07-29 | FIP General | Irwan Sopian | FIP Engineering | FIP-DOM-ENG-51504-0000000-INA-000000 | PO Closed | GL2208004 | 2022-07-13 | - | 2022-08-25
221750331-7 | 221750331 - Approved | 7 | Q-10908-00 | Lan Card PCI Express TG-3468 Gigabit 10/100/1000 Mbps TG-3468 TP-Link | 1 | Pieces | IDR | 146750 | 146750 | 2022-07-29 | FIP General | Irwan Sopian | FIP Engineering | FIP-DOM-ENG-51504-0000000-INA-000000 | PO Closed | GL2207041 | 2022-07-13 | - | 2022-08-04
221750340-1 | 221750340 - Approved | 1 | O-18446-00 | Silicone Guide Infeed | 1 | Pieces | IDR | 7245000 | 7245000 | 2022-08-19 | FIP Engineering | Irwan Sopian | FIP Engineering | FIP-DOM-000-11304-OS00001-INA-000000 | PO Closed | GL2208054 | 2022-07-14 | - | 2022-09-15
221750340-2 | 221750340 - Approved | 2 | O-18447-00 | Silicone Guide Outfeed | 1 | Pieces | IDR | 6870000 | 6870000 | 2022-08-19 | FIP Engineering | Irwan Sopian | FIP Engineering | FIP-DOM-000-11304-OS00001-INA-000000 | PO Closed | GL2208054 | 2022-07-14 | - | 2022-09-15
221750339-1 | 221750339 - Approved | 1 | P-50495-00 | Relay / RXM 2AB2P7 / 230 V / 50-60 Hz / 12 A / 250 VAC | 6 | Pieces | IDR | 100000 | 600000 | 2022-08-26 | FIP Engineering | Irwan Sopian | FIP Engineering | FIP-DOM-000-11304-OS00001-INA-000000 | PO Closed | GL2208004 | 2022-07-14 | - | 2022-08-25
221750337-1 | 221750337 - Approved | 1 | P-17390-00 | PALL - AB1PFR7PVH4, 0.2 um; ; ; | 1 | Pieces | IDR | 5780000 | 5780000 | 2022-08-19 | FIP Engineering | Irwan Sopian | FIP Engineering | FIP-DOM-000-11304-OS00001-INA-000000 | PO Closed | GL2208050 | 2022-07-14 | - | 2022-09-13
221750337-2 | 221750337 - Approved | 2 | O-12868-00 | Emflon PFR Membrane Filter Cartridges 0.2 um PALL P/N : AB05 PFR2 PVH4 pc | 1 | Pieces | IDR | 3850000 | 3850000 | 2022-08-19 | FIP Engineering | Irwan Sopian | FIP Engineering | FIP-DOM-000-11304-OS00001-INA-000000 | PO Closed | GL2208050 | 2022-07-14 | - | 2022-09-13
221750333-4 | 221750333 - Approved | 4 | P-12419-00 | Hole saw u/ stainless stell dia 22 mm ex UNIKA | 1 | Pieces | IDR | 81000 | 81000 | 2022-07-29 | FIP Engineering | Irwan Sopian | FIP Engineering | FIP-DOM-000-11304-OS00001-INA-000000 | PO Closed | GL2208322 | 2022-07-14 | - | 2022-08-30
221750344-1 | 221750344 - Approved | 1 | O-52635-00 | Danube 45587 - Electrovalvula 230V AC | 2 | Pieces | EUR | 380 | 760 | 2022-08-31 | FIP Engineering | Irwan Sopian | FIP Engineering | FIP-DOM-000-11304-OS00001-INA-000000 | PO Closed | GL2208055 | 2022-07-20 | - | 2022-09-30
221750343-1 | 221750343 - Approved | 1 | T-20123-00 | Acquity PDA/TUV 2489/2998 Perf Main Kit (lampu HPLC) Waters P/N 201000281 1 pc | 2 | Pieces | IDR | 10859355 | 21718710 | 2022-08-26 | FIP General | Irwan Sopian | FIP Engineering | FIP-DOM-ENG-51505-0000000-INA-000000 | PO Closed | GL2207043 | 2022-07-20 | - | 2022-08-05
221750337-3 | 221750337 - Approved | 3 | O-16077-00 | Kleenpak Emflon PFR 0.2 um PALL Part No. KA2PFRP1 pc | 1 | Pieces | IDR | 1500000 | 1500000 | 2022-08-19 | FIP Engineering | Irwan Sopian | FIP Engineering | FIP-DOM-000-11304-OS00001-INA-000000 | PO Closed | GL2208050 | 2022-07-20 | - | 2022-09-13
221750347-1 | 221750347 - Approved | 1 | S-60002-00 | Rewending Pompa Groundfos 1.5 kw | 2 | Lot | IDR | 1100000 | 2200000 | 2022-08-19 | FIP General | Irwan Sopian | FIP Engineering | FIP-DOM-ENG-51508-0000000-INA-000000 | PO Closed | GL2208010 | 2022-07-25 | - | 2022-09-16
221750347-2 | 221750347 - Approved | 2 | S-60002-00 | Jasa Perbaikan dan Pemeliharaan Mesin Utility | 1 | Lot | IDR | 300000 | 300000 | 2022-08-19 | FIP General | Irwan Sopian | FIP Engineering | FIP-DOM-ENG-51508-0000000-INA-000000 | PO Closed | GL2208010 | 2022-07-25 | - | 2022-09-16
221750350-1 | 221750350 - Approved | 1 | Q-10909-00 | Cat Epoxy JOTAFLOOR TC RAL 5012 JOTUN | 5 | Kilogram | IDR | 191000 | 955000 | 2022-08-19 | FIP General | Irwan Sopian | FIP Engineering | FIP-DOM-ENG-51502-0000000-INA-000000 | PO Closed | GL2208314 | 2022-07-26 | - | 2022-08-16
221750350-2 | 221750350 - Approved | 2 | Q-10910-00 | Cat Epoxy JOTAFLOOR TC RAL 7035 JOTUN | 5 | Kilogram | IDR | 191600 | 958000 | 2022-08-19 | FIP General | Irwan Sopian | FIP Engineering | FIP-DOM-ENG-51502-0000000-INA-000000 | PO Closed | GL2208314 | 2022-07-26 | - | 2022-08-16
221750350-3 | 221750350 - Approved | 3 | Q-10911-00 | Cat Epoxy JOTAFLOOR TC SEALER CLEAR JOTUN | 5 | Kilogram | IDR | 179000 | 895000 | 2022-08-19 | FIP General | Irwan Sopian | FIP Engineering | FIP-DOM-ENG-51502-0000000-INA-000000 | PO Closed | GL2208314 | 2022-07-26 | - | 2022-08-16
221750350-4 | 221750350 - Approved | 4 | Q-10518-00 | Dempul | 1 | Kilogram | IDR | 95000 | 95000 | 2022-08-19 | FIP General | Irwan Sopian | FIP Engineering | FIP-DOM-ENG-51502-0000000-INA-000000 | PO Closed | GL2208314 | 2022-07-26 | - | 2022-08-16
221750350-5 | 221750350 - Approved | 5 | Q-10902-00 | GRC Board 9mm | 2 | Pieces | IDR | 95000 | 190000 | 2022-08-19 | FIP General | Irwan Sopian | FIP Engineering | FIP-DOM-ENG-51502-0000000-INA-000000 | PO Closed | GL2208314 | 2022-07-26 | - | 2022-08-16
221750350-6 | 221750350 - Approved | 6 | Q-10900-00 | Skrup Baja Hitam | 1 | Pack | IDR | 95000 | 95000 | 2022-08-19 | FIP Engineering | Irwan Sopian | FIP Engineering | FIP-DOM-ENG-51502-0000000-INA-000000 | PO Closed | GL2208314 | 2022-07-26 | - | 2022-08-16
221750350-7 | 221750350 - Approved | 7 | Q-10905-00 | Kanal C Galvalum Baja Ringan 0.75 | 1 | Pieces | IDR | 122500 | 122500 | 2022-08-19 | FIP General | Irwan Sopian | FIP Engineering | FIP-DOM-ENG-51502-0000000-INA-000000 | PO Closed | GL2208314 | 2022-07-26 | - | 2022-08-16
221750350-8 | 221750350 - Approved | 8 | Q-10904-00 | Handle Pintu Kaca Deksson DK 82801 | 5 | Pieces | IDR | 91500 | 457500 | 2022-08-19 | FIP General | Irwan Sopian | FIP Engineering | FIP-DOM-ENG-51502-0000000-INA-000000 | PO Closed | GL2208314 | 2022-07-26 | - | 2022-08-16
221750350-10 | 221750350 - Approved | 10 | Q-10475-00 | Cat Tembok | 2 | Can | IDR | 935000 | 1870000 | 2022-08-19 | FIP General | Irwan Sopian | FIP Engineering | FIP-DOM-ENG-51502-0000000-INA-000000 | PO Closed | GL2208314 | 2022-07-26 | - | 2022-08-16
221750350-11 | 221750350 - Approved | 11 | Q-10475-00 | Cat Tembok | 1 | Can | IDR | 2382000 | 2382000 | 2022-08-19 | FIP General | Irwan Sopian | FIP Engineering | FIP-DOM-ENG-51502-0000000-INA-000000 | PO Closed | GL2208314 | 2022-07-26 | - | 2022-08-16
221750350-12 | 221750350 - Approved | 12 | Q-10901-00 | Lem Fox Kayu Putih | 5 | Pieces | IDR | 42500 | 212500 | 2022-08-19 | FIP General | Irwan Sopian | FIP Engineering | FIP-DOM-ENG-51502-0000000-INA-000000 | PO Closed | GL2208314 | 2022-07-26 | - | 2022-08-16
221750350-13 | 221750350 - Approved | 13 | P-11974-00 | Besi siku SS 304 40x40x3x6000 | 1 | Pieces | IDR | 1500000 | 1500000 | 2022-08-19 | FIP General | Irwan Sopian | FIP Engineering | FIP-DOM-ENG-51404-0000000-INA-000000 | PO Closed | GL2208004 | 2022-07-26 | - | 2022-08-25
221750350-14 | 221750350 - Approved | 14 | Q-10154-00 | Roller cat 230mm | 10 | Pieces | IDR | 25000 | 250000 | 2022-08-19 | FIP Engineering | Irwan Sopian | FIP Engineering | FIP-DOM-000-11304-OS00001-INA-000000 | PO Closed | GL2208314 | 2022-07-26 | - | 2022-08-16
221750350-15 | 221750350 - Approved | 15 | Q-10153-00 | Roller cat 110mm | 20 | Pieces | IDR | 12000 | 240000 | 2022-08-19 | FIP Engineering | Irwan Sopian | FIP Engineering | FIP-DOM-000-11304-OS00001-INA-000000 | PO Closed | GL2208314 | 2022-07-26 | - | 2022-08-16
221750350-16 | 221750350 - Approved | 16 | Q-10379-00 | Bak Cat | 11 | Pieces | IDR | 18000 | 198000 | 2022-08-19 | FIP General | Irwan Sopian | FIP Engineering | FIP-DOM-ENG-51502-0000000-INA-000000 | PO Closed | GL2208314 | 2022-07-26 | - | 2022-08-16
221750350-17 | 221750350 - Approved | 17 | Q-10903-00 | Lem Wall Papper BOSTIK | 1 | Pieces | IDR | 37500 | 37500 | 2022-08-19 | FIP General | Irwan Sopian | FIP Engineering | FIP-DOM-ENG-51502-0000000-INA-000000 | PO Closed | GL2208314 | 2022-07-26 | - | 2022-08-16
221750350-17 | 221750350 - Approved | 17 | Q-60003-00 | Plakband Kertas | 15 | Roll | IDR | 8500 | 127500 | 2022-08-19 | FIP Engineering | Irwan Sopian | FIP Engineering | FIP-DOM-000-11304-OS00001-INA-000000 | PO Closed | GL2208314 | 2022-07-26 | - | 2022-08-16
221750349-1 | 221750349 - Approved | 1 | Q-10172-00 | Polyfloor PFT-213 Light blue @ 20 KG | 1 | Pieces | IDR | 3870000 | 3870000 | 2022-08-26 | FIP Engineering | Irwan Sopian | FIP Engineering | FIP-DOM-000-11304-OS00001-INA-000000 | PO Closed | GL2208019 | 2022-07-26 | - | 2022-08-16
221750356-1 | 221750356 - Approved | 1 | S-60002-00 | Pekerjaan Repair tembok,plafon dan cat area AHU | 1 | Lot | IDR | 6080000 | 6080000 | 2022-08-26 | FIP General | Irwan Sopian | FIP Engineering | FIP-DOM-ENG-51508-0000000-INA-000000 | PO Closed | GL2208033 | 2022-07-27 | - | 2022-08-20
221750355-1 | 221750355 - Approved | 1 | P-18213-00 | Part for Isolator - Breathing Hepa Filter 75D x 75H mm | 2 | Unit | USD | 200 | 400 | 2022-09-09 | FIP Engineering | Irwan Sopian | FIP Engineering | FIP-DOM-000-11304-OS00001-INA-000000 | PO Closed | GL2208041 | 2022-07-27 | - | 2022-09-18
221750354-1 | 221750354 - Approved | 1 | P-18214-00 | Part for Isolator - RTP 190 mm Alpha port 190 mm dia | 1 | Unit | IDR | 4380000 | 4380000 | 2022-08-31 | FIP Engineering | Irwan Sopian | FIP Engineering | FIP-DOM-000-11304-OS00001-INA-000000 | PO Closed | GL2208023 | 2022-07-27 | - | 2022-08-30
221750353-1 | 221750353 - Approved | 1 | P-17062-00 | Element Filter for N2 Brand : NEXUS P/N : NXE-90-Z Pack Size : pcs | 1 | Unit | IDR | 1200000 | 1200000 | 2022-08-31 | FIP Engineering | Irwan Sopian | FIP Engineering | FIP-DOM-000-11304-OS00001-INA-000000 | PO Closed | GL2208053 | 2022-07-27 | - | 2022-09-05
221750353-2 | 221750353 - Approved | 2 | P-15052-00 | Element Filter 1 micron P/N NXE-400-Z | 1 | Pieces | IDR | 2144000 | 2144000 | 2022-08-31 | FIP Engineering | Irwan Sopian | FIP Engineering | FIP-DOM-000-11304-OS00001-INA-000000 | PO Closed | GL2208053 | 2022-07-27 | - | 2022-09-05
221750353-3 | 221750353 - Approved | 3 | P-15053-00 | Element Filter 0.01 micron P/N NXE-400-X | 1 | Pieces | IDR | 2144000 | 2144000 | 2022-08-31 | FIP Engineering | Irwan Sopian | FIP Engineering | FIP-DOM-000-11304-OS00001-INA-000000 | PO Closed | GL2208053 | 2022-07-27 | - | 2022-09-05
221750339-2 | 221750339 - Approved | 2 | O-16647-00 | Washing RAR4 - Oring Silicone Merah 23x18x2.5 mm | 20 | Pieces | IDR | 35000 | 700000 | 2022-08-26 | FIP Engineering | Irwan Sopian | FIP Engineering | FIP-DOM-000-11304-OS00001-INA-000000 | PO Closed | GL2208004 | 2022-07-27 | - | 2022-08-25
221750339-3 | 221750339 - Approved | 3 | P-13383-00 | Silicone Sealant High Temp Red | 6 | Pieces | IDR | 26000 | 156000 | 2022-08-26 | FIP Engineering | Irwan Sopian | FIP Engineering | FIP-DOM-000-11304-OS00001-INA-000000 | PO Closed | GL2208004 | 2022-07-27 | - | 2022-08-25
221750339-4 | 221750339 - Approved | 4 | P-13389-00 | Scotch Brite 3M | 10 | Pieces | IDR | 13500 | 135000 | 2022-08-26 | FIP Engineering | Irwan Sopian | FIP Engineering | FIP-DOM-000-11304-OS00001-INA-000000 | PO Closed | GL2208004 | 2022-07-27 | - | 2022-08-25
221750339-5 | 221750339 - Approved | 5 | P-51027-00 | Isolasi Kabel SCOTCH super 33+ size: 19 mmx20x0.177 mm ( vinyl electric tape ) Black 3M | 5 | Pieces | IDR | 47700 | 238500 | 2022-08-26 | FIP Engineering | Irwan Sopian | FIP Engineering | FIP-DOM-000-11304-OS00001-INA-000000 | PO Closed | GL2208004 | 2022-07-27 | - | 2022-08-25
221750339-6 | 221750339 - Approved | 6 | P-10729-00 | Contact cleaner WD 40, 382 gr ; Brand : - ; P/N : - ; Pack Size : pcs | 5 | Pieces | IDR | 60000 | 300000 | 2022-08-26 | FIP Engineering | Irwan Sopian | FIP Engineering | FIP-DOM-000-11304-OS00001-INA-000000 | PO Closed | GL2208004 | 2022-07-27 | - | 2022-08-25
221750339-7 | 221750339 - Approved | 7 | P-13887-00 | Kawat Seling SS dia 4mm | 40 | Meter | IDR | 24500 | 980000 | 2022-08-26 | FIP General | Irwan Sopian | FIP Engineering | FIP-DOM-ENG-51502-0000000-INA-000000 | PO Closed | GL2208004 | 2022-07-27 | - | 2022-08-25
221750339-8 | 221750339 - Approved | 8 | P-12764-00 | Silicone gasket for ferrule dia 1/2inch Taiwan | 20 | Pieces | IDR | 20000 | 400000 | 2022-08-26 | FIP Engineering | Irwan Sopian | FIP Engineering | FIP-DOM-000-11304-OS00001-INA-000000 | PO Closed | GL2208004 | 2022-07-27 | - | 2022-08-25
221750339-9 | 221750339 - Approved | 9 | O-15921-00 | Clamp Ferrule 1/2"; SS304; ; ; | 10 | Pieces | IDR | 150000 | 1500000 | 2022-08-26 | FIP General | Irwan Sopian | FIP Engineering | FIP-DOM-ENG-51504-0000000-INA-000000 | PO Closed | GL2208004 | 2022-07-27 | - | 2022-08-25
221750357-1 | 221750357 - Approved | 1 | S-60002-00 | Remote Service Assistance ( Remote Assistance on equipment CLU s/n EK2046 to check issues during unloading process) | 1 | Lot | EUR | 584 | 584 | 2022-08-26 | FIP General | Irwan Sopian | FIP Engineering | FIP-DOM-ENG-51508-0000000-INA-000000 | PO Closed | GL2208005 | 2022-07-28 | - | 2022-08-30
221750367-1 | 221750367 - Approved | 1 | Q-10924-00 | Cat Hardtop XP RAL 5018 Turquois Blue Jotun | 4 | Pail | IDR | 2856000 | 11424000 | 2022-08-26 | FIP General | Irwan Sopian | FIP Engineering | FIP-DOM-ENG-51502-0000000-INA-000000 | PO Closed | GL2208314 | 2022-08-02 | - | 2022-08-16
221750376-1 | 221750376 - Approved | 1 | S-60002-00 | Jasa Welding (Instalasi Steam Trap Mesin PSG dan WFI) | 1 | Lot | IDR | 500000 | 500000 | 2022-08-31 | FIP General | Irwan Sopian | FIP Engineering | FIP-DOM-ENG-51508-0000000-INA-000000 | PO Closed | GL2208024 | 2022-08-04 | - | 2022-08-25
221750375-1 | 221750375 - Approved | 1 | P-18267-00 | Double Neple SS 304 Ukuran :1/2 inch | 2 | Pieces | IDR | 55000 | 110000 | 2022-08-31 | FIP Engineering | Irwan Sopian | FIP Engineering | FIP-DOM-000-11304-OS00001-INA-000000 | PO Closed | GL2208004 | 2022-08-04 | - | 2022-08-25
221750375-2 | 221750375 - Approved | 2 | P-10393-00 | Ball Valve SS 1/2" | 1 | Pieces | IDR | 85000 | 85000 | 2022-08-31 | FIP Engineering | Irwan Sopian | FIP Engineering | FIP-DOM-000-11304-OS00001-INA-000000 | PO Closed | GL2208004 | 2022-08-04 | - | 2022-08-25
221750375-3 | 221750375 - Approved | 3 | P-14407-00 | Gate Valve 1/2 inch | 3 | Pieces | IDR | 223500 | 670500 | 2022-08-31 | FIP Engineering | Irwan Sopian | FIP Engineering | FIP-DOM-000-11304-OS00001-INA-000000 | PO Closed | GL2208004 | 2022-08-04 | - | 2022-08-25
221750374-1 | 221750374 - Approved | 1 | O-52561-00 | UPS Type I Plug IPG800, Capacity 800 VA; Riello; ; | 1 | Unit | IDR | 1750000 | 1750000 | 2022-09-02 | FIP General | Irwan Sopian | FIP Engineering | FIP-DOM-ENG-51504-0000000-INA-000000 | PO Closed | GL2209014 | 2022-08-04 | - | 2022-09-16
221750373-1 | 221750373 - Approved | 1 | O-17242-00 | Belt HTD 720-5M-95mm + Lapisan Blue Sponge 6mm DIAN BATARA INTI, PT P/N : - set | 2 | Pieces | IDR | 2638400 | 5276800 | 2022-08-31 | FIP Engineering | Irwan Sopian | FIP Engineering | FIP-DOM-000-11304-OS00001-INA-000000 | PO Closed | GL2208011 | 2022-08-04 | - | 2022-08-16
221750372-1 | 221750372 - Approved | 1 | S-60002-00 | Perbaikan Pipa Sewage yang bocor | 1 | Lot | IDR | 9500000 | 9500000 | 2022-08-31 | FIP General | Irwan Sopian | FIP Engineering | FIP-DOM-ENG-51508-0000000-INA-000000 | PO Closed | GL2208033 | 2022-08-04 | - | 2022-08-20
221750372-2 | 221750372 - Approved | 2 | S-60002-00 | Kerja tambah : Jasa Welding untuk Jalur Tee-in Jalur pompa air hujan ke WWTP CFM | 1 | Lot | IDR | 650000 | 650000 | 2022-08-31 | FIP General | Irwan Sopian | FIP Engineering | FIP-DOM-ENG-51508-0000000-INA-000000 | PO Closed | GL2208033 | 2022-08-04 | - | 2022-08-20
221750379-1 | 221750379 - Approved | 1 | S-60002-00 | Daily Rate Service (Support Remote CLU) | 1 | Lot | IDR | 5000000 | 5000000 | 2022-08-31 | FIP General | Irwan Sopian | FIP Engineering | FIP-DOM-ENG-51508-0000000-INA-000000 | PO Closed | GL2208034 | 2022-08-08 | - | 2022-09-11
221750384-1 | 221750384 - Approved | 1 | P-18279-00 | Refrigerant R 134 A | 1 | Can | IDR | 1200000 | 1200000 | 2022-09-02 | FIP Engineering | Irwan Sopian | FIP Engineering | FIP-DOM-000-11304-OS00001-INA-000000 | PO Closed | GL2208322 | 2022-08-10 | - | 2022-08-30
221750383-1 | 221750383 - Approved | 1 | P-18280-00 | Mechanical seal CRN 5-32 | 1 | Pieces | IDR | 2100000 | 2100000 | 2022-09-02 | FIP Engineering | Irwan Sopian | FIP Engineering | FIP-DOM-000-11304-OS00001-INA-000000 | PO Closed | GL2208035 | 2022-08-10 | - | 2022-09-07
221750391-1 | 221750391 - Approved | 1 | S-60002-00 | Pengecatan dinding dan palfon Visitor Lt 2 | 1 | Lot | IDR | 813600 | 813600 | 2022-09-02 | FIP General | Irwan Sopian | FIP Engineering | FIP-DOM-ENG-51508-0000000-INA-000000 | PO Closed | GL2209004 | 2022-08-15 | - | 2022-09-07
221750390-1 | 221750390 - Approved | 1 | S-60002-00 | Jasa Repair dan Penegcatan Plafon Packhall dan ganti keramik Lt2,Kantin | 1 | Lot | IDR | 1372800 | 1372800 | 2022-08-31 | FIP General | Irwan Sopian | FIP Engineering | FIP-DOM-ENG-51508-0000000-INA-000000 | PO Closed | GL2209004 | 2022-08-15 | - | 2022-09-07
221750389-1 | 221750389 - Approved | 1 | S-60002-00 | BATTERY PACK SMART LITHIUM ION | 1 | Lot | IDR | 13321000 | 13321000 | 2022-09-09 | FIP General | Irwan Sopian | FIP Engineering | FIP-DOM-ENG-51508-0000000-INA-000000 | PO Closed | GL2209003 | 2022-08-15 | - | 2022-10-15
221750388-1 | 221750388 - Approved | 1 | O-18559-00 | FD Lyofast 10 - Vacuum Regulating Valve EB22-00710 Disused:0248A-5000SV+1249A Replaced by:MKS_0248D,; ; ; | 1 | Pieces | USD | 1310.4 | 1310.4 | 2022-09-30 | FIP Engineering | Irwan Sopian | FIP Engineering | FIP-DOM-000-11304-OS00001-INA-000000 | PO Closed | GL2209012 | 2022-08-15 | - | 2022-10-30
221750388-2 | 221750388 - Approved | 2 | O-18560-00 | FD Lyofast 10 - hydraulically Balanced Valve EB02-00595 Disused:CMB 20/T-N_FLUCOM Replaced by:M8596N | 1 | Pieces | USD | 424.31 | 424.31 | 2022-09-30 | FIP Engineering | Irwan Sopian | FIP Engineering | FIP-DOM-000-11304-OS00001-INA-000000 | PO Closed | GL2209012 | 2022-08-15 | - | 2022-10-30
221750394-1 | 221750394 - Approved | 1 | S-60002-00 | Perbaikan Pompa Air Hujan | 1 | Lot | IDR | 1374000 | 1374000 | 2022-09-09 | FIP General | Irwan Sopian | FIP Engineering | FIP-DOM-ENG-51508-0000000-INA-000000 | PO Closed | GL2209005 | 2022-08-16 | - | 2022-09-09
221750394-2 | 221750394 - Approved | 2 | S-60002-00 | Perbaikan Exhaust Fan AHU F3-1 | 1 | Lot | IDR | 1216000 | 1216000 | 2022-09-09 | FIP General | Irwan Sopian | FIP Engineering | FIP-DOM-ENG-51508-0000000-INA-000000 | PO Closed | GL2209005 | 2022-08-16 | - | 2022-09-09
221750401-1 | 221750401 - Approved | 1 | Q-10475-00 | Cat Tembok | 1 | Can | IDR | 2311025 | 2311025 | 2022-09-16 | FIP General | Irwan Sopian | FIP Engineering | FIP-DOM-ENG-51502-0000000-INA-000000 | PO Closed | GL2208317 | 2022-08-18 | - | 2022-09-16
221750401-2 | 221750401 - Approved | 2 | Q-10128-00 | Thinner Super End/Impala | 5 | Pieces | IDR | 110000 | 550000 | 2022-09-16 | FIP Engineering | Irwan Sopian | FIP Engineering | FIP-DOM-000-11304-OS00001-INA-000000 | PO Closed | GL2208317 | 2022-08-18 | - | 2022-09-16
221750401-3 | 221750401 - Approved | 3 | Q-10154-00 | Roller cat 230mm | 5 | Pieces | IDR | 24250 | 121250 | 2022-09-16 | FIP Engineering | Irwan Sopian | FIP Engineering | FIP-DOM-000-11304-OS00001-INA-000000 | PO Closed | GL2208317 | 2022-08-18 | - | 2022-09-16
221750401-4 | 221750401 - Approved | 4 | Q-10153-00 | Roller cat 110mm | 5 | Pieces | IDR | 11650 | 58250 | 2022-09-16 | FIP Engineering | Irwan Sopian | FIP Engineering | FIP-DOM-000-11304-OS00001-INA-000000 | PO Closed | GL2208317 | 2022-08-18 | - | 2022-09-16
221750400-1 | 221750400 - Approved | 1 | P-18274-00 | Tee SS 304 Sch 10 welded dia 4 inch | 1 | Pieces | IDR | 650000 | 650000 | 2022-09-16 | FIP Engineering | Irwan Sopian | FIP Engineering | FIP-DOM-000-11304-OS00001-INA-000000 | PO Closed | GL2209011 | 2022-08-18 | - | 2022-09-16
221750400-2 | 221750400 - Approved | 2 | P-18275-00 | Reducer SS 304 Sch 10 welded dia 4x2 inch | 1 | Pieces | IDR | 378000 | 378000 | 2022-09-16 | FIP Engineering | Irwan Sopian | FIP Engineering | FIP-DOM-000-11304-OS00001-INA-000000 | PO Closed | GL2209011 | 2022-08-18 | - | 2022-09-16
221750400-3 | 221750400 - Approved | 3 | P-18276-00 | Sock Drat SS 304 2 inch | 1 | Pieces | IDR | 200000 | 200000 | 2022-09-16 | FIP Engineering | Irwan Sopian | FIP Engineering | FIP-DOM-000-11304-OS00001-INA-000000 | PO Closed | GL2209011 | 2022-08-18 | - | 2022-09-16
221750400-4 | 221750400 - Approved | 4 | P-18277-00 | Elbow PVC AW 45 deg dia 2 Inch | 1 | Pieces | IDR | 42000 | 42000 | 2022-09-16 | FIP Engineering | Irwan Sopian | FIP Engineering | FIP-DOM-000-11304-OS00001-INA-000000 | PO Closed | GL2209011 | 2022-08-18 | - | 2022-09-16
221750400-5 | 221750400 - Approved | 5 | P-15078-00 | ELBOW PVC AW 2" Rucika; ; ; | 1 | Pieces | IDR | 26500 | 26500 | 2022-09-16 | FIP Engineering | Irwan Sopian | FIP Engineering | FIP-DOM-000-11304-OS00001-INA-000000 | PO Closed | GL2209011 | 2022-08-18 | - | 2022-09-16
221750399-1 | 221750399 - Approved | 1 | P-52477-00 | Battery Walkie Talkie Motorola Type IXNN4002B, 4.8V 600 mAh; ; ; | 10 | Pieces | IDR | 342500 | 3425000 | 2022-09-16 | FIP Engineering | Irwan Sopian | FIP Engineering | FIP-DOM-000-11304-OS00001-INA-000000 | PO Closed | GL2209011 | 2022-08-18 | - | 2022-09-16
221750399-2 | 221750399 - Approved | 2 | Q-10931-00 | Grendel Slot Pintu Geser | 5 | Pieces | IDR | 28500 | 142500 | 2022-09-16 | FIP Engineering | Irwan Sopian | FIP Engineering | FIP-DOM-000-11304-OS00001-INA-000000 | PO Closed | GL2208317 | 2022-08-18 | - | 2022-09-01
221750399-3 | 221750399 - Approved | 3 | P-18240-00 | Stang Sealant | 2 | Pieces | IDR | 180000 | 360000 | 2022-09-16 | FIP General | Irwan Sopian | FIP Engineering | FIP-DOM-ENG-51502-0000000-INA-000000 | PO Closed | GL2209011 | 2022-08-18 | - | 2022-09-16
221750399-4 | 221750399 - Approved | 4 | P-53209-00 | CAPACITOR 3 uF, 220 V, 2 kutub; ; ; | 5 | Pieces | IDR | 20000 | 100000 | 2022-09-16 | FIP Engineering | Irwan Sopian | FIP Engineering | FIP-DOM-000-11304-OS00001-INA-000000 | PO Closed | GL2209011 | 2022-08-18 | - | 2022-09-16
221750399-5 | 221750399 - Approved | 5 | Q-10930-00 | PCI Usb Card 4 port usb 2.0 Konektor Panjang | 2 | Pieces | IDR | 150000 | 300000 | 2022-09-16 | FIP General | Irwan Sopian | FIP Engineering | FIP-DOM-ENG-51504-0000000-INA-000000 | PO Closed | GL2208317 | 2022-08-18 | - | 2022-09-01
221750399-6 | 221750399 - Approved | 6 | P-18278-00 | Van Belt SPZ 1500 LW Mitshuboshi | 2 | Pieces | IDR | 80000 | 160000 | 2022-09-16 | FIP Engineering | Irwan Sopian | FIP Engineering | FIP-DOM-000-11304-OS00001-INA-000000 | PO Closed | GL2209011 | 2022-08-18 | - | 2022-09-16
221750399-8 | 221750399 - Approved | 8 | P-53210-00 | CAPACITOR 5 uF, 220 V, 2 kutub; ; ; | 5 | Pieces | IDR | 50000 | 250000 | 2022-09-16 | FIP Engineering | Irwan Sopian | FIP Engineering | FIP-DOM-000-11304-OS00001-INA-000000 | PO Closed | GL2209011 | 2022-08-18 | - | 2022-09-16
221750407-1 | 221750407 - Approved | 1 | S-22001-00 | Coverall dengan Topi Produksi, 2 pieces, Taipan Drill, K-923, Hijau, Fonko, size: 2XL | 5 | Pieces | IDR | 200000 | 1000000 | 2022-09-16 | FIP General | Irwan Sopian | FIP Engineering | FIP-DOM-ENG-51202-0000000-INA-000000 | PO Closed | GL2208316 | 2022-08-22 | - | 2022-10-03
221750407-2 | 221750407 - Approved | 2 | S-22001-00 | Coverall dengan Topi Produksi, 2 pieces, Taipan Drill, K-923, Hijau, Fonko, size: XL | 5 | Pieces | IDR | 190000 | 950000 | 2022-09-16 | FIP General | Irwan Sopian | FIP Engineering | FIP-DOM-ENG-51202-0000000-INA-000000 | PO Closed | GL2208316 | 2022-08-22 | - | 2022-10-03
221750407-3 | 221750407 - Approved | 3 | S-22001-00 | Coverall dengan Topi Produksi, 2 pieces, Taipan Drill, K-923, Hijau, Fonko, size: L | 4 | Pieces | IDR | 180000 | 720000 | 2022-09-16 | FIP General | Irwan Sopian | FIP Engineering | FIP-DOM-ENG-51202-0000000-INA-000000 | PO Closed | GL2208316 | 2022-08-22 | - | 2022-10-03
221750407-4 | 221750407 - Approved | 4 | S-22001-00 | Coverall dengan Topi Produksi, 2 pieces, Taipan Drill, K-923, Hijau, Fonko, size: M | 2 | Pieces | IDR | 170000 | 340000 | 2022-09-16 | FIP General | Irwan Sopian | FIP Engineering | FIP-DOM-ENG-51202-0000000-INA-000000 | PO Closed | GL2208316 | 2022-08-22 | - | 2022-10-03
221750407-5 | 221750407 - Approved | 5 | S-21105-00 | Sepatu, Abu-Abu, Kodachi, 8136-K, size: 43 | 1 | Pair | IDR | 96000 | 96000 | 2022-09-16 | FIP General | Irwan Sopian | FIP Engineering | FIP-DOM-ENG-51202-0000000-INA-000000 | PO Closed | GL2208047 | 2022-08-22 | - | 2022-10-03
221750407-6 | 221750407 - Approved | 6 | S-21105-00 | Sepatu, Abu-Abu, Kodachi, 8136-K, size: 42 | 7 | Pair | IDR | 96000 | 672000 | 2022-09-16 | FIP General | Irwan Sopian | FIP Engineering | FIP-DOM-ENG-51202-0000000-INA-000000 | PO Closed | GL2208047 | 2022-08-22 | - | 2022-10-03
221750407-7 | 221750407 - Approved | 7 | S-21105-00 | Sepatu, Abu-Abu, Kodachi, 8136-K, size: 41 | 3 | Pair | IDR | 96000 | 288000 | 2022-09-16 | FIP General | Irwan Sopian | FIP Engineering | FIP-DOM-ENG-51202-0000000-INA-000000 | PO Closed | GL2208047 | 2022-08-22 | - | 2022-10-03
221750407-8 | 221750407 - Approved | 8 | S-21105-00 | Sepatu, Abu-Abu, Kodachi, 8136-K, size: 40 | 6 | Pair | IDR | 96000 | 576000 | 2022-09-16 | FIP General | Irwan Sopian | FIP Engineering | FIP-DOM-ENG-51202-0000000-INA-000000 | PO Closed | GL2208047 | 2022-08-22 | - | 2022-10-03
221750407-9 | 221750407 - Approved | 9 | S-22018-00 | Coverall dengan Topi Staff, 1 piece, Moly Twill, 8A, Navy, Fonko, size: XL | 6 | Pieces | IDR | 190000 | 1140000 | 2022-09-16 | FIP General | Irwan Sopian | FIP Engineering | FIP-DOM-ENG-51202-0000000-INA-000000 | PO Closed | GL2208316 | 2022-08-22 | - | 2022-10-03
221750407-10 | 221750407 - Approved | 10 | S-22018-00 | Coverall dengan Topi Staff, 1 piece, Moly Twill, 8A, Navy, Fonko, size: 2XL | 8 | Pieces | IDR | 200000 | 1600000 | 2022-09-16 | FIP General | Irwan Sopian | FIP Engineering | FIP-DOM-ENG-51202-0000000-INA-000000 | PO Closed | GL2208316 | 2022-08-22 | - | 2022-10-03
221750407-11 | 221750407 - Approved | 11 | S-22018-00 | Coverall dengan Topi Staff, 1 piece, Moly Twill, 8A, Navy, Fonko, size: L | 2 | Pieces | IDR | 180000 | 360000 | 2022-09-16 | FIP General | Irwan Sopian | FIP Engineering | FIP-DOM-ENG-51202-0000000-INA-000000 | PO Closed | GL2208316 | 2022-08-22 | - | 2022-10-03
221750412-1 | 221750412 - Approved | 1 | Q-10172-00 | Polyfloor PFT-213 Light blue @ 20 KG | 1 | Pieces | IDR | 3870000 | 3870000 | 2022-09-02 | FIP Engineering | Irwan Sopian | FIP Engineering | FIP-DOM-000-11304-OS00001-INA-000000 | PO Closed | GL2208320 | 2022-08-23 | - | 2022-08-26
221750414-1 | 221750414 - Approved | 1 | S-40224-00 | Jolly Box JX-3 300 UK : 265x198x145 mm Warna Biru | 50 | Pieces | IDR | 40000 | 2000000 | 2022-09-16 | FIP General | Irwan Sopian | FIP Engineering | FIP-DOM-ENG-51404-0000000-INA-000000 | PO Closed | GL2209007 | 2022-08-24 | - | 2022-09-16
221750418-1 | 221750418 - Approved | 1 | Q-10912-00 | Pompa Oil Manual Drum | 1 | Pieces | IDR | 365000 | 365000 | 2022-09-16 | FIP General | Irwan Sopian | FIP Engineering | FIP-DOM-ENG-51502-0000000-INA-000000 | PO Closed | GL2209009 | 2022-08-25 | - | 2022-09-16
221750418-3 | 221750418 - Approved | 3 | Q-10933-00 | Mesin Amplas GSS-1400 BOSCH | 1 | Unit | IDR | 1278750 | 1278750 | 2022-09-16 | FIP General | Irwan Sopian | FIP Engineering | FIP-DOM-ENG-51504-0000000-INA-000000 | PO Closed | GL2209009 | 2022-08-25 | - | 2022-09-16
221750424-1 | 221750424 - Approved | 1 | T-20601-00 | 2690 Carousel/Carrier Drive Waters P/N : WAT270928 Waters WAT270928 1 pcs/pack | 1 | Pack | USD | 3145 | 3145 | 2022-09-26 | FIP General | Irwan Sopian | FIP Engineering | FIP-DOM-ENG-51505-0000000-INA-000000 | PO Closed | GL2209001 | 2022-08-31 | - | 2022-09-23
221750422-1 | 221750422 - Approved | 1 | P-52488-00 | Clean Phone Room SHP | 2 | Pieces | IDR | 5698000 | 11396000 | 2022-09-23 | FIP Engineering | Irwan Sopian | FIP Engineering | FIP-DOM-000-11304-OS00001-INA-000000 | PO Closed | GL2209045 | 2022-08-31 | - | 2022-10-15
221750426-1 | 221750426 - Approved | 1 | O-17535-00 | Hepa-Filter, Miele PRIMA INSTRUMENT ANALITIKA, PT P/N : 10083920 pc | 1 | Pieces | IDR | 2275000 | 2275000 | 2022-09-30 | FIP Engineering | Irwan Sopian | FIP Engineering | FIP-DOM-000-11304-OS00001-INA-000000 | PO Closed | GL2209047 | 2022-09-01 | - | 2022-10-05
221750425-1 | 221750425 - Approved | 1 | P-14424-00 | Garam Kutreat RGN-9800F 25Kg/zak | 300 | Kilogram | IDR | 9500 | 2850000 | 2022-09-30 | FIP Engineering | Irwan Sopian | FIP Engineering | FIP-DOM-000-11304-OS00001-INA-000000 | PO Closed | GL2209305 | 2022-09-01 | - | 2022-09-20
221750439-1 | 221750439 - Approved | 1 | R-50000-00 | Step Bench Uk.P 1160 L 400 T 500 mm Material SS 304 (Gowning B-On) | 1 | Unit | IDR | 7920000 | 7920000 | 2022-09-30 | FIP General | Kristiawan Sakti Winarno | FIP Engineering | FIP-DOM-ENG-13406-FRNB222-INA-000000 | PO Closed | GL2209026 | 2022-09-06 | - | 2022-10-14
221750439-2 | 221750439 - Approved | 2 | R-50000-00 | Geser Lemari (Gowning B-On) | 1 | Unit | IDR | 1350000 | 1350000 | 2022-09-30 | FIP General | Kristiawan Sakti Winarno | FIP Engineering | FIP-DOM-ENG-13406-FRNB222-INA-000000 | PO Closed | GL2209026 | 2022-09-06 | - | 2022-10-14
221750439-3 | 221750439 - Approved | 3 | R-50000-00 | Cover Lemari Gowning B (Cover atas,samping,bawah) Material SS304 , Finishing hairline (Gowning B-On) | 1 | Unit | IDR | 5220000 | 5220000 | 2022-09-30 | FIP General | Kristiawan Sakti Winarno | FIP Engineering | FIP-DOM-ENG-13406-FRNB222-INA-000000 | PO Closed | GL2209026 | 2022-09-06 | - | 2022-10-14
221750439-4 | 221750439 - Approved | 4 | R-50000-00 | Shoes Barrier Uk. P 1315 mm L 300 T 150 mm Material SS 304, Finishing hairline (Gowning C Autoclave) | 1 | Unit | IDR | 7920000 | 7920000 | 2022-09-30 | FIP General | Kristiawan Sakti Winarno | FIP Engineering | FIP-DOM-ENG-13406-FRNB222-INA-000000 | PO Closed | GL2209026 | 2022-09-06 | - | 2022-10-14
221750439-5 | 221750439 - Approved | 5 | R-50000-00 | Bongkar Bench Lama (Yang Kecil) dan Sambung Bench Baru P 1315 mm (Sehingga Panjang Bench Menjadi 3625 mm (Gowning C Autoclave) | 1 | Unit | IDR | 2655000 | 2655000 | 2022-09-30 | FIP General | Kristiawan Sakti Winarno | FIP Engineering | FIP-DOM-ENG-13406-FRNB222-INA-000000 | PO Closed | GL2209026 | 2022-09-06 | - | 2022-10-14
221750439-6 | 221750439 - Approved | 6 | R-50000-00 | Lemari Baju Uk. P 750 L 350 T 2800 mm Material SS 304, Finishing hairline (Gowning C Autoclave) | 1 | Unit | IDR | 16200000 | 16200000 | 2022-09-30 | FIP General | Kristiawan Sakti Winarno | FIP Engineering | FIP-DOM-ENG-13406-FRNB222-INA-000000 | PO Closed | GL2209026 | 2022-09-06 | - | 2022-10-14
221750439-7 | 221750439 - Approved | 7 | R-50000-00 | Lemari Sepatu Baru UK. P 1000 L 350 T 915 mm Material SS 304, Finishing hairline (Gowning C Autoclave) | 1 | Unit | IDR | 11700000 | 11700000 | 2022-09-30 | FIP General | Kristiawan Sakti Winarno | FIP Engineering | FIP-DOM-ENG-13406-FRNB222-INA-000000 | PO Closed | GL2209026 | 2022-09-06 | - | 2022-10-14
221750439-8 | 221750439 - Approved | 8 | R-50000-00 | Relokasi Rak Sepatu Lama ke area Class D (Gowning C Autoclave) | 1 | Unit | IDR | 1620000 | 1620000 | 2022-09-30 | FIP General | Kristiawan Sakti Winarno | FIP Engineering | FIP-DOM-ENG-13406-FRNB222-INA-000000 | PO Closed | GL2209026 | 2022-09-06 | - | 2022-10-14
221750439-9 | 221750439 - Approved | 9 | R-50000-00 | Rak Sepatu Mixing & SND2 Material SS 304, Finishing hairline (Gowning C Mixing & SND2) | 2 | Unit | IDR | 16470000 | 32940000 | 2022-09-30 | FIP General | Kristiawan Sakti Winarno | FIP Engineering | FIP-DOM-ENG-13406-FRNB222-INA-000000 | PO Closed | GL2209026 | 2022-09-06 | - | 2022-10-14
221750439-10 | 221750439 - Approved | 10 | R-50000-00 | Relokasi Lemari Baju Kotor+ Cover Samping Agar Rata Depan Antara Shoes Stroge dan Lemari Baju Kotor | 1 | Unit | IDR | 4320000 | 4320000 | 2022-09-30 | FIP General | Kristiawan Sakti Winarno | FIP Engineering | FIP-DOM-ENG-13406-FRNB222-INA-000000 | PO Closed | GL2209026 | 2022-09-06 | - | 2022-10-14
221750438-1 | 221750438 - Approved | 1 | R-50000-00 | Cabinet Uniform Lt2 1500 x 600 x 2800 | 3 | Unit | IDR | 14700000 | 44100000 | 2022-09-30 | FIP General | Kristiawan Sakti Winarno | FIP Engineering | FIP-DOM-ENG-13406-FRNB221-INA-000000 | PO Closed | GL2209060 | 2022-09-06 | - | 2022-10-26
221750438-2 | 221750438 - Approved | 2 | R-50000-00 | Cabinet Uniform Lt2 1200x600x2800 (Locker Wanita Prosesing) | 1 | Unit | IDR | 11550000 | 11550000 | 2022-09-30 | FIP General | Kristiawan Sakti Winarno | FIP Engineering | FIP-DOM-ENG-13406-FRNB221-INA-000000 | PO Closed | GL2209060 | 2022-09-06 | - | 2022-10-26
221750438-3 | 221750438 - Approved | 3 | R-50000-00 | Shoe Barrier+Cabinet Loker Wanita 2200x280x2270 | 1 | Unit | IDR | 6030000 | 6030000 | 2022-09-30 | FIP General | Kristiawan Sakti Winarno | FIP Engineering | FIP-DOM-ENG-13406-FRNB221-INA-000000 | PO Closed | GL2209060 | 2022-09-06 | - | 2022-10-26
221750438-4 | 221750438 - Approved | 4 | R-50000-00 | Shoe Barrier+Cabinet Loker Wanita Prosesing 1295x280x2270 | 1 | Unit | IDR | 4680000 | 4680000 | 2022-09-30 | FIP General | Kristiawan Sakti Winarno | FIP Engineering | FIP-DOM-ENG-13406-FRNB221-INA-000000 | PO Closed | GL2209061 | 2022-09-06 | - | 2022-10-26
221750438-5 | 221750438 - Approved | 5 | R-50000-00 | Shoe Barrier+Cabinet Loker Pria 2260x280x2270 | 2 | Unit | IDR | 6120000 | 12240000 | 2022-09-30 | FIP General | Kristiawan Sakti Winarno | FIP Engineering | FIP-DOM-ENG-13406-FRNB221-INA-000000 | PO Closed | GL2209030 | 2022-09-06 | - | 2022-10-10
221750438-6 | 221750438 - Approved | 6 | R-50000-00 | Lemari Baju Kotor Gowning Visitor Lt2 600 x 400 x 950 | 1 | Unit | IDR | 2100000 | 2100000 | 2022-09-30 | FIP General | Kristiawan Sakti Winarno | FIP Engineering | FIP-DOM-ENG-13406-FRNB221-INA-000000 | PO Closed | GL2209030 | 2022-09-06 | - | 2022-10-10
221750438-8 | 221750438 - Approved | 8 | R-50000-00 | Shoe Barrier CNC 3 slot 5370x350x550 | 1 | Unit | IDR | 8480000 | 8480000 | 2022-09-30 | FIP General | Kristiawan Sakti Winarno | FIP Engineering | FIP-DOM-ENG-13406-FRNB221-INA-000000 | PO Closed | GL2209030 | 2022-09-06 | - | 2022-10-10
221750438-9 | 221750438 - Approved | 9 | R-50000-00 | Shoe Barrier dengan 3 slot 4530x350x550 | 1 | Unit | IDR | 8100000 | 8100000 | 2022-09-30 | FIP General | Kristiawan Sakti Winarno | FIP Engineering | FIP-DOM-ENG-13406-FRNB221-INA-000000 | PO Closed | GL2209030 | 2022-09-06 | - | 2022-10-10
221750438-10 | 221750438 - Approved | 10 | R-50000-00 | Lemari Baju Bersih Gowning AHU 450x600x2020 | 1 | Unit | IDR | 3876000 | 3876000 | 2022-09-30 | FIP General | Kristiawan Sakti Winarno | FIP Engineering | FIP-DOM-ENG-13406-FRNB221-INA-000000 | PO Closed | GL2209030 | 2022-09-06 | - | 2022-10-10
221750438-11 | 221750438 - Approved | 11 | R-50000-00 | Lemari Baju kotor gowning AHU 600x600x950 | 1 | Unit | IDR | 2100000 | 2100000 | 2022-09-30 | FIP General | Kristiawan Sakti Winarno | FIP Engineering | FIP-DOM-ENG-13406-FRNB221-INA-000000 | PO Closed | GL2209030 | 2022-09-06 | - | 2022-10-10
221750438-12 | 221750438 - Approved | 12 | R-50000-00 | Lemari Sepatu Gowning AHU 1020x400x820 | 1 | Unit | IDR | 3570000 | 3570000 | 2022-09-30 | FIP General | Kristiawan Sakti Winarno | FIP Engineering | FIP-DOM-ENG-13406-FRNB221-INA-000000 | PO Closed | GL2209030 | 2022-09-06 | - | 2022-10-10
221750438-13 | 221750438 - Approved | 13 | R-50000-00 | Step Bench AHU (shoes barrier AHU ENG) 2000/1000x380x150 | 1 | Unit | IDR | 1650000 | 1650000 | 2022-09-30 | FIP General | Kristiawan Sakti Winarno | FIP Engineering | FIP-DOM-ENG-13406-FRNB221-INA-000000 | PO Closed | GL2209061 | 2022-09-06 | - | 2022-10-26
221750438-14 | 221750438 - Approved | 14 | R-50000-00 | Step Bench AHU (shoes barrier AHU Lt.4) 1804x136x150 | 1 | Unit | IDR | 990000 | 990000 | 2022-09-30 | FIP General | Kristiawan Sakti Winarno | FIP Engineering | FIP-DOM-ENG-13406-FRNB221-INA-000000 | PO Closed | GL2209061 | 2022-09-06 | - | 2022-10-26
221750438-15 | 221750438 - Approved | 15 | R-50000-00 | Lemari sepatu dan Baju Gowning AHU Lt4 600x400x1700 | 1 | Unit | IDR | 3570000 | 3570000 | 2022-09-30 | FIP General | Kristiawan Sakti Winarno | FIP Engineering | FIP-DOM-ENG-13406-FRNB221-INA-000000 | PO Closed | GL2209060 | 2022-09-06 | - | 2022-10-26
221750438-17 | 221750438 - Approved | 17 | R-50000-00 | Relokasi lemari Gowning CNC | 5 | Unit | IDR | 700000 | 3500000 | 2022-09-30 | FIP General | Kristiawan Sakti Winarno | FIP Engineering | FIP-DOM-ENG-13406-FRNB221-INA-000000 | PO Closed | GL2209060 | 2022-09-06 | - | 2022-10-26
221750438-18 | 221750438 - Approved | 18 | R-50000-00 | Relokasi Lemari Dokument QA,QC,ENG | 7 | Unit | IDR | 800000 | 5600000 | 2022-09-30 | FIP General | Kristiawan Sakti Winarno | FIP Engineering | FIP-DOM-ENG-13406-FRNB221-INA-000000 | PO Closed | GL2209060 | 2022-09-06 | - | 2022-10-26
221750438-19 | 221750438 - Approved | 19 | R-50000-00 | Relokasi Meja QA | 2 | Unit | IDR | 500000 | 1000000 | 2022-09-30 | FIP General | Kristiawan Sakti Winarno | FIP Engineering | FIP-DOM-ENG-13406-FRNB221-INA-000000 | PO Closed | GL2209060 | 2022-09-06 | - | 2022-10-26
221750447-1 | 221750447 - Approved | 1 | R-20002-00 | PassBox Dynamis | 1 | Unit | IDR | 58900000 | 58900000 | 2022-10-03 | FIP General | Kristiawan Sakti Winarno | FIP Engineering | FIP-DOM-ENG-13405-EQNB229-INA-000000 | PO Closed | GL2209023 | 2022-09-07 | - | 2022-10-03
221750447-2 | 221750447 - Approved | 2 | R-20002-00 | Pindah Pas Box Micro Lama | 1 | Unit | IDR | 3491250 | 3491250 | 2022-09-30 | FIP General | Kristiawan Sakti Winarno | FIP Engineering | FIP-DOM-ENG-13405-EQNB229-INA-000000 | PO Closed | GL2209025 | 2022-09-07 | - | 2022-09-30
221750446-1 | 221750446 - Approved | 1 | R-71000-00 | Renovasi Ruangan QA | 1 | Unit | IDR | 81049387 | 81049387 | 2022-09-30 | FIP General | Kristiawan Sakti Winarno | FIP Engineering | FIP-DOM-ENG-13402-BL22001-INA-000000 | PO Closed | GL2210001 | 2022-09-07 | - | -
221750446-2 | 221750446 - Approved | 2 | R-71000-00 | Renovasi Ruangan QC & TS | 1 | Unit | IDR | 32321850 | 32321850 | 2022-09-30 | FIP General | Kristiawan Sakti Winarno | FIP Engineering | FIP-DOM-ENG-13402-BL22001-INA-000000 | PO Closed | GL2210001 | 2022-09-07 | - | -
221750445-1 | 221750445 - Approved | 1 | S-60002-00 | Pengecatan lantai Epoxy Area Washbay | 1 | Lot | IDR | 44544075 | 44544075 | 2022-09-30 | FIP General | Irwan Sopian | FIP Engineering | FIP-DOM-ENG-51508-0000000-INA-000000 | PO Closed | GL2210006 | 2022-09-07 | - | -
221750445-2 | 221750445 - Approved | 2 | S-60002-00 | Pengecatan lantai Epoxy Area Capping | 1 | Lot | IDR | 28896378 | 28896378 | 2022-09-30 | FIP General | Irwan Sopian | FIP Engineering | FIP-DOM-ENG-51508-0000000-INA-000000 | PO Closed | GL2210006 | 2022-09-07 | - | -
221750445-3 | 221750445 - Approved | 3 | S-60002-00 | Pengecatan lantai Epoxy Area Washing | 1 | Lot | IDR | 25430128 | 25430128 | 2022-09-30 | FIP General | Irwan Sopian | FIP Engineering | FIP-DOM-ENG-51508-0000000-INA-000000 | PO Closed | GL2210006 | 2022-09-07 | - | -
221750445-4 | 221750445 - Approved | 4 | S-60002-00 | Pengecatan lantai Epoxy Area MAL | 1 | Lot | IDR | 17463375 | 17463375 | 2022-09-30 | FIP General | Irwan Sopian | FIP Engineering | FIP-DOM-ENG-51508-0000000-INA-000000 | PO Closed | GL2209053 | 2022-09-07 | - | -
221750445-5 | 221750445 - Approved | 5 | S-60002-00 | Perbaikan expantion joint area produksi (Deletasi Lantai Beton) | 1 | Lot | IDR | 15440944 | 15440944 | 2022-09-30 | FIP General | Irwan Sopian | FIP Engineering | FIP-DOM-ENG-51508-0000000-INA-000000 | PO Closed | GL2209053 | 2022-09-07 | - | 2022-10-05
221750445-6 | 221750445 - Approved | 6 | S-60002-00 | Pasang Pintu Geser di Area Tangga Loby lt.1 | 1 | Lot | IDR | 7481250 | 7481250 | 2022-09-30 | FIP General | Irwan Sopian | FIP Engineering | FIP-DOM-ENG-51508-0000000-INA-000000 | PO Closed | GL2209053 | 2022-09-07 | - | -
221750445-7 | 221750445 - Approved | 7 | S-60002-00 | Pembuatan Ruang Laktasi ke Sebelah Library | 1 | Lot | IDR | 15562995 | 15562995 | 2022-09-30 | FIP General | Irwan Sopian | FIP Engineering | FIP-DOM-ENG-51508-0000000-INA-000000 | PO Closed | GL2211029 | 2022-09-07 | - | -
221750445-8 | 221750445 - Approved | 8 | S-60002-00 | Pengecatan & Perbaikan Retak Dinding Area Tangga | 1 | Lot | IDR | 29795788 | 29795788 | 2022-09-30 | FIP General | Irwan Sopian | FIP Engineering | FIP-DOM-ENG-51508-0000000-INA-000000 | PO Closed | GL2209053 | 2022-09-07 | - | 2022-10-05
221750445-9 | 221750445 - Approved | 9 | S-60002-00 | Pemasangan Pintu Kaca Toilet Lt3 | 1 | Lot | IDR | 5500000 | 5500000 | 2022-09-30 | FIP General | Irwan Sopian | FIP Engineering | FIP-DOM-ENG-51508-0000000-INA-000000 | PO Closed | GL2211029 | 2022-09-07 | - | -
221750445-10 | 221750445 - Approved | 10 | S-60002-00 | Pengecatan Pintu Area CNC | 44 | Lot | IDR | 522500 | 22990000 | 2022-09-30 | FIP General | Irwan Sopian | FIP Engineering | FIP-DOM-ENG-51508-0000000-INA-000000 | PO Closed | GL2209053 | 2022-09-07 | - | 2022-10-05
221750445-11 | 221750445 - Approved | 11 | S-60002-00 | Pengecatan Plafon Koridor Locker Produksi | 1 | Lot | IDR | 1039500 | 1039500 | 2022-09-30 | FIP General | Irwan Sopian | FIP Engineering | FIP-DOM-ENG-51508-0000000-INA-000000 | PO Closed | GL2209053 | 2022-09-07 | - | 2022-10-05
221750439-11 | 221750439 - Approved | 11 | R-50000-00 | Potong Bondor area B-OFF Filling untuk lemari,area C-OFF Mixing untuk rak sepatu dan area C-OFF SND2 untuk rak sepatu | 1 | Lot | IDR | 4275000 | 4275000 | 2022-09-30 | FIP General | Kristiawan Sakti Winarno | FIP Engineering | FIP-DOM-ENG-13406-FRNB222-INA-000000 | PO Closed | GL2209053 | 2022-09-07 | - | -
221750438-20 | 221750438 - Approved | 20 | R-50000-00 | Bongkar Rak Sepatu CNC | 3 | Unit | IDR | 900000 | 2700000 | 2022-09-30 | FIP General | Kristiawan Sakti Winarno | FIP Engineering | FIP-DOM-ENG-13406-FRNB221-INA-000000 | PO Closed | GL2209030 | 2022-09-07 | - | 2022-10-10
221750438-21 | 221750438 - Approved | 21 | R-50000-00 | Lemari Baju Kotor Gowning Lt3 490x490x950 | 1 | Unit | IDR | 1700000 | 1700000 | 2022-09-30 | FIP General | Kristiawan Sakti Winarno | FIP Engineering | FIP-DOM-ENG-13406-FRNB221-INA-000000 | PO Closed | GL2209030 | 2022-09-07 | - | 2022-10-10
221750438-22 | 221750438 - Approved | 22 | R-50000-00 | Modifikasi Shoes Barrier Existing (Exs shoes barrier gowning prosesing) Potong sekitar 80 mm untuk visitor | 1 | Unit | IDR | 1200000 | 1200000 | 2022-09-30 | FIP General | Kristiawan Sakti Winarno | FIP Engineering | FIP-DOM-ENG-13406-FRNB221-INA-000000 | PO Closed | GL2209030 | 2022-09-07 | - | 2022-10-10
221750438-23 | 221750438 - Approved | 23 | R-50000-00 | Modifikasi rak Sepatu Rumah Existing (ditambah 1 ambahan) | 2 | Unit | IDR | 800000 | 1600000 | 2022-09-30 | FIP General | Kristiawan Sakti Winarno | FIP Engineering | FIP-DOM-ENG-13406-FRNB221-INA-000000 | PO Closed | GL2209030 | 2022-09-07 | - | 2022-10-10
221750451-1 | 221750451 - Approved | 1 | R-50000-00 | Renovasi Gowning CNC AHU LT2 | 1 | Unit | IDR | 28013719 | 28013719 | 2022-09-30 | FIP General | Kristiawan Sakti Winarno | FIP Engineering | FIP-DOM-ENG-13406-FRNB221-INA-000000 | PO Closed | GL2210001 | 2022-09-09 | - | -
221750451-2 | 221750451 - Approved | 2 | R-50000-00 | Pemindahan Wastafel area Loker (4 titik) | 1 | Unit | IDR | 20805000 | 20805000 | 2022-09-30 | FIP General | Kristiawan Sakti Winarno | FIP Engineering | FIP-DOM-ENG-13406-FRNB221-INA-000000 | PO Closed | GL2210001 | 2022-09-09 | - | -
221750469-1 | 221750469 - Approved | 1 | Q-10475-00 | Cat Tembok | 5 | Can | IDR | 2382500 | 11912500 | 2022-10-14 | FIP General | Irwan Sopian | FIP Engineering | FIP-DOM-ENG-51502-0000000-INA-000000 | PO Closed | GL2210308 | 2022-09-20 | - | -
221750469-2 | 221750469 - Approved | 2 | Q-10475-00 | Cat Tembok | 4 | Can | IDR | 935000 | 3740000 | 2022-10-14 | FIP General | Irwan Sopian | FIP Engineering | FIP-DOM-ENG-51502-0000000-INA-000000 | PO Closed | GL2210308 | 2022-09-20 | - | -
221750469-4 | 221750469 - Approved | 4 | Q-10172-00 | Polyfloor PFT-213 Light blue @ 20 KG | 1 | Pieces | IDR | 3870000 | 3870000 | 2022-10-14 | FIP Engineering | Irwan Sopian | FIP Engineering | FIP-DOM-000-11304-OS00001-INA-000000 | PO Closed | GL2209033 | 2022-09-20 | - | 2022-10-14
221750469-5 | 221750469 - Approved | 5 | Q-10905-00 | Kanal C Galvalum Baja Ringan 0.75 | 1 | Pieces | IDR | 122500 | 122500 | 2022-10-14 | FIP General | Irwan Sopian | FIP Engineering | FIP-DOM-ENG-51502-0000000-INA-000000 | PO Closed | GL2210308 | 2022-09-20 | - | -
221750469-7 | 221750469 - Approved | 7 | Q-60003-00 | Plakband Kertas | 95 | Roll | IDR | 8500 | 807500 | 2022-10-14 | FIP Engineering | Irwan Sopian | FIP Engineering | FIP-DOM-000-11304-OS00001-INA-000000 | PO Closed | GL2210308 | 2022-09-20 | - | -
221750469-8 | 221750469 - Approved | 8 | Q-10517-00 | Scraper / Kape Besi | 2 | Pieces | IDR | 22500 | 45000 | 2022-10-14 | FIP General | Irwan Sopian | FIP Engineering | FIP-DOM-ENG-51502-0000000-INA-000000 | PO Closed | GL2210308 | 2022-09-20 | - | -
221750469-9 | 221750469 - Approved | 9 | Q-10492-00 | Amplas | 1 | Pieces | IDR | 385000 | 385000 | 2022-10-14 | FIP General | Irwan Sopian | FIP Engineering | FIP-DOM-ENG-51404-0000000-INA-000000 | PO Closed | GL2210308 | 2022-09-20 | - | -
221750469-10 | 221750469 - Approved | 10 | Q-10271-00 | Kuas 3 inch | 15 | Pieces | IDR | 9500 | 142500 | 2022-10-14 | FIP General | Irwan Sopian | FIP Engineering | FIP-DOM-ENG-51502-0000000-INA-000000 | PO Closed | GL2210308 | 2022-09-20 | - | -
221750469-11 | 221750469 - Approved | 11 | Q-10154-00 | Roller cat 230mm | 10 | Pieces | IDR | 38000 | 380000 | 2022-10-14 | FIP Engineering | Irwan Sopian | FIP Engineering | FIP-DOM-000-11304-OS00001-INA-000000 | PO Closed | GL2210308 | 2022-09-20 | - | -
221750469-12 | 221750469 - Approved | 12 | Q-10829-00 | Cat Ambiance Lakestone 44537M Tinting Dulux | 1 | Pieces | IDR | 2382500 | 2382500 | 2022-10-14 | FIP General | Irwan Sopian | FIP Engineering | FIP-DOM-ENG-51502-0000000-INA-000000 | PO Closed | GL2210308 | 2022-09-20 | - | -
221750468-1 | 221750468 - Approved | 1 | S-60002-00 | Pekerjaan Polishing & Modifikasi Partisi Existing untuk Mesin MS30 | 1 | Lot | IDR | 10000000 | 10000000 | 2022-10-07 | FIP General | Irwan Sopian | FIP Engineering | FIP-DOM-ENG-51508-0000000-INA-000000 | PO Closed | GL2209029 | 2022-09-20 | - | 2022-09-30
221750476-1 | 221750476 - Approved | 1 | P-15942-00 | Blind Ferrule SUS304 1.0"; ; ; | 3 | Pieces | IDR | 130000 | 390000 | 2022-10-14 | FIP General | Irwan Sopian | FIP Engineering | FIP-DOM-ENG-51404-0000000-INA-000000 | PO Closed | GL2210316 | 2022-09-23 | - | -
221750476-2 | 221750476 - Approved | 2 | P-14977-00 | Pipa Sanitary 1" SS 316; ; ; | 1 | Meter | IDR | 1685000 | 1685000 | 2022-10-14 | FIP General | Irwan Sopian | FIP Engineering | FIP-DOM-ENG-51504-0000000-INA-000000 | PO Closed | GL2210316 | 2022-09-23 | - | -
221750476-3 | 221750476 - Approved | 3 | O-15931-00 | Double Tape 3M 1" Merah - P/N : - pc | 10 | Pieces | IDR | 78500 | 785000 | 2022-10-14 | FIP Engineering | Irwan Sopian | FIP Engineering | FIP-DOM-000-11304-OS00001-INA-000000 | PO Closed | GL2210316 | 2022-09-23 | - | -
221750476-4 | 221750476 - Approved | 4 | P-52489-00 | Converter Cleanphone Phone Yeastar | 1 | Pieces | IDR | 987500 | 987500 | 2022-10-14 | FIP Engineering | Irwan Sopian | FIP Engineering | FIP-DOM-000-11304-OS00001-INA-000000 | PO Closed | GL2210316 | 2022-09-23 | - | -
221750476-5 | 221750476 - Approved | 5 | P-52513-00 | Emergency Stop 22 mm IDEC | 2 | Pieces | IDR | 85000 | 170000 | 2022-10-14 | FIP Engineering | Irwan Sopian | FIP Engineering | FIP-DOM-000-11304-OS00001-INA-000000 | PO Closed | GL2210316 | 2022-09-23 | - | -
221750476-6 | 221750476 - Approved | 6 | P-18331-00 | Double Nepple Kuningan 1/8inch | 2 | Pieces | IDR | 18000 | 36000 | 2022-10-14 | FIP Engineering | Irwan Sopian | FIP Engineering | FIP-DOM-000-11304-OS00001-INA-000000 | PO Closed | GL2210316 | 2022-09-23 | - | -
221750476-7 | 221750476 - Approved | 7 | Q-10518-00 | Dempul | 2 | Kilogram | IDR | 95000 | 190000 | 2022-10-14 | FIP General | Irwan Sopian | FIP Engineering | FIP-DOM-ENG-51502-0000000-INA-000000 | PO Closed | GL2210316 | 2022-09-23 | - | -
221750476-8 | 221750476 - Approved | 8 | P-51559-00 | Lampu T5 14watt Putih Phillips | 40 | Pack | IDR | 38500 | 1540000 | 2022-10-14 | FIP Engineering | Irwan Sopian | FIP Engineering | FIP-DOM-000-11304-OS00001-INA-000000 | PO Closed | GL2210316 | 2022-09-23 | - | -
221750476-9 | 221750476 - Approved | 9 | P-51560-00 | Lampu T5 28watt Putih Phillips | 40 | Pieces | IDR | 43000 | 1720000 | 2022-10-14 | FIP Engineering | Irwan Sopian | FIP Engineering | FIP-DOM-000-11304-OS00001-INA-000000 | PO Closed | GL2210316 | 2022-09-23 | - | -
221750475-1 | 221750475 - Approved | 1 | S-60002-00 | Pengantian top hpl marmer dan perapihan edging pvc ( conter security fonko lt 1 ) | 1 | Lot | IDR | 2700000 | 2700000 | 2022-10-14 | FIP General | Irwan Sopian | FIP Engineering | FIP-DOM-ENG-51508-0000000-INA-000000 | PO Closed | GL2210012 | 2022-09-23 | - | -
221750474-1 | 221750474 - Approved | 1 | S-60002-00 | Jasa Pengecatan Ruang Kantin,Watersystem & Tangga Office | 1 | Lot | IDR | 5400000 | 5400000 | 2022-10-14 | FIP General | Irwan Sopian | FIP Engineering | FIP-DOM-ENG-51508-0000000-INA-000000 | PO Closed | GL2210011 | 2022-09-23 | - | -
221750474-2 | 221750474 - Approved | 2 | S-60002-00 | Jasa Pengecatan & Repair Dinding Koridor Produksi, Engginering & Area Lab | 1 | Lot | IDR | 3150000 | 3150000 | 2022-10-14 | FIP General | Irwan Sopian | FIP Engineering | FIP-DOM-ENG-51508-0000000-INA-000000 | PO Closed | GL2210011 | 2022-09-23 | - | -
221750469-12 | 221750469 - Approved | 12 | Q-10805-00 | Multipox MX-98 White @ 20 KG PROPAN PAIL | 1 | Pail | IDR | 3870000 | 3870000 | 2022-10-14 | FIP Engineering | Irwan Sopian | FIP Engineering | FIP-DOM-000-11304-OS00001-INA-000000 | PO Closed | GL2210009 | 2022-09-23 | - | -
221750469-13 | 221750469 - Approved | 13 | Q-10805-00 | Multipox MX-98 White @ 20 KG PROPAN PAIL | 1 | Pail | IDR | 3870000 | 3870000 | 2022-10-14 | FIP Engineering | Irwan Sopian | FIP Engineering | FIP-DOM-000-11304-OS00001-INA-000000 | PO Closed | GL2209033 | 2022-09-23 | - | 2022-10-14
221750477-1 | 221750477 - Approved | 1 | O-14594-00 | Kit, membrane ozone 6510 METTLER TOLEDO INDONESIA, PT P/N : - pc | 1 | Unit | IDR | 11754000 | 11754000 | 2022-10-21 | FIP Engineering | Irwan Sopian | FIP Engineering | FIP-DOM-000-11304-OS00001-INA-000000 | PO Closed | GL2211031 | 2022-09-26 | - | -
221750478-1 | 221750478 - Approved | 1 | S-22023-00 | Bordir Badge Nama | 16 | Pieces | IDR | 15000 | 240000 | 2022-10-14 | FIP General | Irwan Sopian | FIP Engineering | FIP-DOM-ENG-51202-0000000-INA-000000 | PO Closed | GL2209055 | 2022-09-27 | - | -
221750607-1 | 221750607 - Approved | 1 | R-50000-00 | Furnitures - Lemari Baju Bersih Uk. 300 x 400 x 705 mm Material SS304 | 1 | Unit | IDR | 9810000 | 9810000 | 2022-11-05 | FIP General | Irwan Sopian | FIP Engineering | FIP-DOM-ENG-13406-FRNB222-INA-000000 | PO Closed | GL2211060 | 2022-10-17 | 2022-10-26 | 2022-12-02
221750607-2 | 221750607 - Approved | 2 | R-50000-00 | Furnitures - Step Over Bench Uk. 1415 x 300 x 100 mm SS304 | 1 | Unit | IDR | 7744000 | 7744000 | 2022-11-08 | FIP General | Irwan Sopian | FIP Engineering | FIP-DOM-ENG-13406-FRNB222-INA-000000 | PO Closed | GL2211060 | 2022-10-17 | 2022-10-26 | 2022-12-02
221750607-3 | 221750607 - Approved | 3 | R-50000-00 | Furnitures - Lemari Sepatu Uk. 300 x 480 x 1200 mm SS304 | 2 | Unit | IDR | 16104000 | 32208000 | 2022-11-08 | FIP General | Irwan Sopian | FIP Engineering | FIP-DOM-ENG-13406-FRNB222-INA-000000 | PO Closed | GL2211060 | 2022-10-17 | 2022-10-26 | 2022-12-02
221750607-4 | 221750607 - Approved | 4 | R-50000-00 | Furnitures - Potong bondor sesuai lemari | 1 | Unit | IDR | 1000000 | 1000000 | 2022-11-08 | FIP General | Irwan Sopian | FIP Engineering | FIP-DOM-ENG-13406-FRNB222-INA-000000 | PO Closed | GL2301050 | 2022-10-17 | 2022-10-26 | 2023-02-10
221750608-1 | 221750608 - Approved | 1 | T-20572-00 | Furnitures - Potong bondor sesuai lemari | 1 | Pieces | IDR | 1566000 | 1566000 | 2022-11-08 | FIP General | Irwan Sopian | FPP ENG CIKARANG | FIP-DOM-ENG-51505-0000000-INA-000000 | PO Closed | GL2210021 | 2022-10-17 | 2022-10-18 | 2022-12-23
221750609-1 | 221750609 - Approved | 1 | T-20002-00 | Jasa Perbaikan Alat Lab - Jasa Pemasangan Part WAT270928 Alliance Motor Carousel | 1 | Pieces | IDR | 1000000 | 1000000 | 2022-10-31 | FIP General | Irwan Sopian | FIP Engineering | FIP-DOM-ENG-51505-0000000-INA-000000 | PO Closed | GL2210032 | 2022-10-17 | 2022-10-18 | 2022-11-04
221750617-1 | 221750617 - Approved | 1 | S-60002-00 | Jasa Perbaikan dan Pemeliharaan Mesin Utility - Ganti (bongkar pasang) Curving Area Tangga Produksi & WH-QA | 1 | Lot | IDR | 32650500 | 32650500 | 2022-11-02 | FIP General | Irwan Sopian | FIP Engineering | FIP-DOM-ENG-51508-0000000-INA-000000 | PO Closed | GL2211040 | 2022-10-19 | 2022-10-25 | 2022-12-05
221750621-1 | 221750621 - Approved | 1 | S-60002-00 | Jasa Perbaikan dan Pemeliharaan Mesin Utility - Leak Detector c/w: - Equipment : HLD - Helium Gas: 1 m3 - Standard accessories untuk mesin FD IMA | 1 | Lot | IDR | 14500000 | 14500000 | 2022-11-12 | FIP General | Irwan Sopian | FIP Engineering | FIP-DOM-ENG-51508-0000000-INA-000000 | PO Closed | GL2211005 | 2022-10-20 | 2022-10-31 | 2022-11-25
221750623-1 | 221750623 - Approved | 1 | P-17066-00 | Pompa Submersible; ; ; - POMPA SUBMERSIBLE SB 3 | 1 | Unit | IDR | 6500000 | 6500000 | 2022-11-19 | FIP General | Irwan Sopian | FIP Engineering | FIP-DOM-ENG-51504-0000000-INA-000000 | PO Closed | GL2211046 | 2022-10-20 | 2022-10-31 | 2023-03-20
221750624-1 | 221750624 - Approved | 1 | S-60002-00 | Jasa Perbaikan dan Pemeliharaan Mesin Utility | 1 | Lot | EUR | 850 | 850 | 2022-11-04 | FIP General | Irwan Sopian | FIP Engineering | FIP-DOM-ENG-51508-0000000-INA-000000 | PO Closed | GL2211001 | 2022-10-21 | 2022-10-31 | 2022-12-05
221750634-1 | 221750634 - Approved | 1 | O-54123-00 | O-RING 132X5.30; Freeze Dryer MBE1207; P/N EB41-00298; pack size per pc | 1 | Pieces | USD | 3.73 | 3.73 | 2022-11-10 | FIP Engineering | Irwan Sopian | FIP Engineering | FIP-DOM-000-11304-OS00001-INA-000000 | PO Closed | GL2211003 | 2022-10-27 | 2022-10-27 | 2022-12-10
221750634-2 | 221750634 - Approved | 2 | O-54122-00 | O-RING 106X5.30; Freeze Dryer MBE1207; P/N EB41-00292; pack size per pc | 1 | Pieces | USD | 3.88 | 3.88 | 2022-11-10 | FIP Engineering | Irwan Sopian | FIP Engineering | FIP-DOM-000-11304-OS00001-INA-000000 | PO Closed | GL2211003 | 2022-10-27 | 2022-10-27 | 2022-12-10
221750634-3 | 221750634 - Approved | 3 | O-54121-00 | O-RING 180X3.55; Freeze Dryer MBE1207; P/N EB41-00357; pack size per pc | 1 | Pieces | USD | 3.99 | 3.99 | 2022-11-10 | FIP Engineering | Irwan Sopian | FIP Engineering | FIP-DOM-000-11304-OS00001-INA-000000 | PO Closed | GL2211003 | 2022-10-27 | 2022-10-27 | 2022-12-10
221750634-4 | 221750634 - Approved | 4 | O-54120-00 | O-RING 8X1.8; Freeze Dryer MBE1207; P/N EB41-00336; pack size per pc | 20 | Pieces | USD | 0.67 | 13.4 | 2022-11-10 | FIP Engineering | Irwan Sopian | FIP Engineering | FIP-DOM-000-11304-OS00001-INA-000000 | PO Closed | GL2211003 | 2022-10-27 | 2022-10-27 | 2022-12-10
221750634-5 | 221750634 - Approved | 5 | O-54119-00 | Shelf Bellows; Freeze Dryer MBE1207; P/N FB1207-05-70-0 R0.0; pack size per unit | 1 | Unit | USD | 10356.21 | 10356.21 | 2022-11-10 | FIP Engineering | Irwan Sopian | FIP Engineering | FIP-DOM-000-11304-OS00001-INA-000000 | PO Closed | GL2211003 | 2022-10-27 | 2022-10-27 | 2022-12-10
221750634-6 | 221750634 - Approved | 6 | O-54124-00 | O-RING 345X5.30; Freeze Dryer MBE1207; P/N EB41-00320; pack size per pc | 1 | Pieces | USD | 5.69 | 5.69 | 2022-11-10 | FIP Engineering | Irwan Sopian | FIP Engineering | FIP-DOM-000-11304-OS00001-INA-000000 | PO Closed | GL2211003 | 2022-10-27 | 2022-10-27 | 2022-12-10
221750637-1 | 221750637 - Approved | 1 | O-52530-00 | Sensor PH Meter Type : InPro3250/120/PT1000 PN. 52002548; Mettler-Toledo; ; | 1 | Pieces | IDR | 13072000 | 13072000 | 2022-12-30 | FIP Engineering | Irwan Sopian | FIP Engineering | FIP-DOM-000-11304-OS00001-INA-000000 | PO Closed | GL2211031 | 2022-10-31 | 2022-11-01 | 2023-03-30
221750638-1 | 221750638 - Approved | 1 | P-12994-00 | Nippon Tape - ASF-110FR | 2 | Pieces | IDR | 600000 | 1200000 | 2022-11-19 | FIP Engineering | Irwan Sopian | FIP Engineering | FIP-DOM-000-11304-OS00001-INA-000000 | PO Closed | GL2212008 | 2022-11-01 | 2022-11-01 | 2023-01-30
221750638-2 | 221750638 - Approved | 2 | O-15931-00 | Double Tape 3M 1" Merah - P/N : - pc | 7 | Pieces | IDR | 112500 | 787500 | 2022-11-15 | FIP Engineering | Irwan Sopian | FIP Engineering | FIP-DOM-000-11304-OS00001-INA-000000 | PO Closed | GL2212008 | 2022-11-01 | 2022-11-01 | 2023-01-30
221750638-3 | 221750638 - Approved | 3 | P-13389-00 | Scotch Brite 3M; ; ; | 20 | Pieces | IDR | 5000 | 100000 | 2022-11-19 | FIP Engineering | Irwan Sopian | FIP Engineering | FIP-DOM-000-11304-OS00001-INA-000000 | PO Closed | GL2212008 | 2022-11-01 | 2022-11-01 | 2023-01-30
221750640-1 | 221750640 - Approved | 1 | O-17285-00 | Freeze Dryer MBE1207 - Main Valve Bellow SUS316L ST105*75; ; ; | 1 | Unit | USD | 1072 | 1072 | 2022-12-30 | FIP Engineering | Irwan Sopian | FIP Engineering | FIP-DOM-000-11304-OS00001-INA-000000 | PO Closed | GL2302014 | 2022-11-02 | 2022-11-02 | 2023-04-05
221750664-1 | 221750664 - Approved | 1 | S-60002-00 | Jasa Perbaikan dan Pemeliharaan Mesin Utility - Pengecekan Kerusakan HMI N2 Generator | 1 | Lot | IDR | 1000000 | 1000000 | 2022-11-23 | FIP General | Irwan Sopian | FPP ENG CIKARANG | FIP-DOM-ENG-51508-0000000-INA-000000 | PO Closed | GL2302015 | 2022-11-04 | 2022-11-04 | 2023-03-10
221750672-1 | 221750672 - Approved | 1 | P-14453-00 | Filter IAF MB Series (Medium Filter), efficiency : 60-65 %, Size: 24 x 24 x 12 inch; IAF; ; | 12 | Pieces | IDR | 1190700 | 14288400 | 2022-11-23 | FIP Engineering | Irwan Sopian | FIP Engineering | FIP-DOM-000-11304-OS00001-INA-000000 | PO Closed | GL2212033 | 2022-11-09 | 2022-11-10 | 2023-03-30
221750672-2 | 221750672 - Approved | 2 | P-14458-00 | Filter IAF MBV Series (Medium Filter), efficiency : 90-95 %, Size: 12 x 24 x 12 inch; IAF; ; | 10 | Pieces | IDR | 952560 | 9525600 | 2022-11-23 | FIP Engineering | Irwan Sopian | FIP Engineering | FIP-DOM-000-11304-OS00001-INA-000000 | PO Closed | GL2212033 | 2022-11-09 | 2022-11-10 | 2023-02-28
221750672-3 | 221750672 - Approved | 3 | P-14457-00 | Filter IAF MBV Series (Medium Filter), efficiency : 90-95 %, Size: 24 x 24 x 12 inch; IAF; ; | 10 | Pieces | IDR | 1285956 | 12859560 | 2022-11-23 | FIP Engineering | Irwan Sopian | FIP Engineering | FIP-DOM-000-11304-OS00001-INA-000000 | PO Closed | GL2212033 | 2022-11-09 | 2022-11-10 | 2023-02-28
221750672-4 | 221750672 - Approved | 4 | P-14456-00 | Filter IAF MBV Series (Medium Filter), efficiency : 80-85 %, Size: 12 x 24 x 12 inch; IAF; ; | 10 | Pieces | IDR | 904932 | 9049320 | 2022-11-23 | FIP Engineering | Irwan Sopian | FIP Engineering | FIP-DOM-000-11304-OS00001-INA-000000 | PO Closed | GL2212033 | 2022-11-09 | 2022-11-10 | 2023-02-28
221750672-5 | 221750672 - Approved | 5 | P-14455-00 | Filter IAF MBV Series (Medium Filter), efficiency : 80-85 %, Size: 24 x 24 x 12 inch; IAF; ; | 10 | Pieces | IDR | 1238328 | 12383280 | 2022-11-23 | FIP Engineering | Irwan Sopian | FIP Engineering | FIP-DOM-000-11304-OS00001-INA-000000 | PO Closed | GL2212033 | 2022-11-09 | 2022-11-10 | 2023-03-30
221750672-6 | 221750672 - Approved | 6 | P-14454-00 | Filter IAF MB Series (Medium Filter), efficiency : 60-65 %, Size: 12 x 24 x 12 inch; IAF; ; | 12 | Pieces | IDR | 833490 | 10001880 | 2022-11-23 | FIP Engineering | Irwan Sopian | FIP Engineering | FIP-DOM-000-11304-OS00001-INA-000000 | PO Closed | GL2212033 | 2022-11-09 | 2022-11-10 | 2023-03-30
221750684-1 | 221750684 - Approved | 1 | O-18827-00 | Side Arms kit; Sanco; P/N : EPT012551; | 1 | Pieces | IDR | 3500000 | 3500000 | 2022-12-02 | FIP Engineering | Irwan Sopian | FIP Engineering | FIP-DOM-000-11304-OS00001-INA-000000 | PO Closed | GL2301003 | 2022-11-12 | 2022-11-14 | 2023-02-05
221750684-2 | 221750684 - Approved | 2 | P-18435-00 | Spring Sidearm Kit; Sanco; P/N : EP001287SP; | 2 | Pieces | IDR | 120000 | 240000 | 2022-12-02 | FIP Engineering | Irwan Sopian | FIP Engineering | FIP-DOM-000-11304-OS00001-INA-000000 | PO Closed | GL2301003 | 2022-11-12 | 2022-11-14 | 2023-02-05
221750685-1 | 221750685 - Approved | 1 | P-11694-00 | Mata Gerinda 4 | 2 | Pieces | IDR | 100000 | 200000 | 2022-12-23 | FIP General | Irwan Sopian | FIP Engineering | FIP-DOM-ENG-51404-0000000-INA-000000 | PO Closed | GL2212008 | 2022-11-14 | 2022-11-14 | 2023-01-30
221750685-2 | 221750685 - Approved | 2 | Q-10090-00 | GypsumJaya Board | 2 | Pieces | IDR | 90000 | 180000 | 2022-12-23 | FIP General | Irwan Sopian | FIP Engineering | FIP-DOM-ENG-51502-0000000-INA-000000 | PO Closed | GL2211324 | 2022-11-14 | 2022-11-14 | 2022-12-16
221750685-3 | 221750685 - Approved | 3 | Q-60026-00 | Kuas Eterna 2 | 10 | Pieces | IDR | 11000 | 110000 | 2022-12-23 | FIP General | Irwan Sopian | FIP Engineering | FIP-DOM-ENG-51404-0000000-INA-000000 | PO Closed | GL2211324 | 2022-11-14 | 2022-11-14 | 2022-12-16
221750685-4 | 221750685 - Approved | 4 | P-18240-00 | Stang Sealant; ; ; | 2 | Pieces | IDR | 95000 | 190000 | 2022-12-23 | FIP General | Irwan Sopian | FIP Engineering | FIP-DOM-ENG-51502-0000000-INA-000000 | PO Closed | GL2212008 | 2022-11-14 | 2022-11-14 | 2023-01-30
221750686-1 | 221750686 - Approved | 1 | P-53173-00 | Ballast Electronic EB-C 214 TL5, 2x14W; Phillips; ; | 10 | Pieces | IDR | 115000 | 1150000 | 2022-12-23 | FIP Engineering | Irwan Sopian | FIP Engineering | FIP-DOM-000-11304-OS00001-INA-000000 | PO Closed | GL2212008 | 2022-11-14 | 2022-11-15 | 2023-01-30
221750686-2 | 221750686 - Approved | 2 | P-53169-00 | Ballast Electronic EB-C 228 TL5, 2x28W; Phillips; ; | 1 | Pieces | IDR | 115000 | 115000 | 2022-12-23 | FIP Engineering | Irwan Sopian | FIP Engineering | FIP-DOM-000-11304-OS00001-INA-000000 | PO Closed | GL2212008 | 2022-11-14 | 2022-11-15 | 2023-01-30
221750686-3 | 221750686 - Approved | 3 | Q-10154-00 | Roller cat 230mm | 15 | Pieces | IDR | 55000 | 825000 | 2022-12-23 | FIP Engineering | Irwan Sopian | FIP Engineering | FIP-DOM-000-11304-OS00001-INA-000000 | PO Closed | GL2211324 | 2022-11-14 | 2022-11-15 | 2022-12-23
221750686-4 | 221750686 - Approved | 4 | Q-10153-00 | Roller cat 110mm | 15 | Pieces | IDR | 12500 | 187500 | 2022-12-23 | FIP Engineering | Irwan Sopian | FIP Engineering | FIP-DOM-000-11304-OS00001-INA-000000 | PO Closed | GL2211324 | 2022-11-14 | 2022-11-15 | 2022-12-23
221750686-5 | 221750686 - Approved | 5 | Q-60003-00 | Plakband Kertas | 20 | Roll | IDR | 5000 | 100000 | 2022-12-23 | FIP Engineering | Irwan Sopian | FIP Engineering | FIP-DOM-000-11304-OS00001-INA-000000 | PO Closed | GL2211324 | 2022-11-14 | 2022-11-15 | 2022-12-23
221750686-6 | 221750686 - Approved | 6 | P-15390-00 | Roda PU (Poliurethane) Uk. 4 inch; ; ; | 4 | Pieces | IDR | 125000 | 500000 | 2022-12-23 | FIP Engineering | Irwan Sopian | FIP Engineering | FIP-DOM-000-11304-OS00001-INA-000000 | PO Closed | GL2212008 | 2022-11-14 | 2022-11-15 | 2023-01-30
221750686-7 | 221750686 - Approved | 7 | P-52328-00 | Fan Panel 9x9x2 CM 12VDC + Adaptor; ; ; | 2 | Pieces | IDR | 96500 | 193000 | 2022-12-23 | FIP Engineering | Irwan Sopian | FIP Engineering | FIP-DOM-000-11304-OS00001-INA-000000 | PO Closed | GL2212008 | 2022-11-14 | 2022-11-15 | 2023-01-30
221750686-8 | 221750686 - Approved | 8 | P-52519-00 | CAPACITOR 3.5 uF, 450V, 2 kutub; ; ; | 3 | Pieces | IDR | 35000 | 105000 | 2022-12-23 | FIP Engineering | Irwan Sopian | FIP Engineering | FIP-DOM-000-11304-OS00001-INA-000000 | PO Closed | GL2212008 | 2022-11-14 | 2022-11-15 | 2023-01-30
221750686-9 | 221750686 - Approved | 9 | P-18358-00 | Quick Coupler Air Brush 1/8 inch; ; ; | 2 | Pieces | IDR | 105000 | 210000 | 2022-12-23 | FIP Engineering | Irwan Sopian | FIP Engineering | FIP-DOM-000-11304-OS00001-INA-000000 | PO Closed | GL2212008 | 2022-11-14 | 2022-11-15 | 2023-01-30
221750688-1 | 221750688 - Approved | 1 | S-60002-00 | Jasa Perbaikan dan Pemeliharaan Mesin Utility - Pengecatan Gedung dan repair retak dinding Bagian Luar Fonko | 1 | Lot | IDR | 234655652 | 234655652 | 2022-12-16 | FIP General | Irwan Sopian | FIP Engineering | FIP-DOM-ENG-51508-0000000-INA-000000 | PO Closed | GL2212001 | 2022-11-14 | 2022-11-18 | 2023-01-15
221750690-1 | 221750690 - Approved | 1 | R-71000-00 | Building - Renovasi WWTP & Pembuatan Sumpit WWTP | 1 | Unit | IDR | 124348770 | 124348770 | 2022-12-02 | FIP General | Irwan Sopian | FIP Engineering | FIP-DOM-ENG-13402-EQNB228-INA-000000 | PO Closed | GL2211053 | 2022-11-15 | 2022-11-23 | 2023-01-06
221750690-2 | 221750690 - Approved | 2 | R-71000-00 | Building - Pembuatan Sumpit Ruang Flammable | 1 | Unit | IDR | 9967500 | 9967500 | 2022-12-02 | FIP General | Irwan Sopian | FIP Engineering | FIP-DOM-ENG-13402-EQNB228-INA-000000 | PO Closed | GL2211053 | 2022-11-15 | 2022-11-23 | 2023-01-06
221750694-1 | 221750694 - Approved | 1 | S-60050-00 | Jasa Perbaikan dan Pemeliharaan Mesin Produksi; ; ; - Material For Jasa OLI COMPRESSOR VG46 | 1 | Pieces | IDR | 11500000 | 11500000 | 2022-12-16 | FIP General | Irwan Sopian | FIP Engineering | FIP-DOM-ENG-51504-0000000-INA-000000 | PO Closed | GL2212027 | 2022-11-17 | 2022-11-18 | 2023-01-08
221750694-2 | 221750694 - Approved | 2 | S-60050-00 | Jasa Perbaikan dan Pemeliharaan Mesin Produksi; ; ; - Material For Jasa FREON R507 | 1 | Pieces | IDR | 2500000 | 2500000 | 2022-12-16 | FIP General | Irwan Sopian | FIP Engineering | FIP-DOM-ENG-51504-0000000-INA-000000 | PO Closed | GL2212027 | 2022-11-17 | 2022-11-18 | 2023-01-08
221750694-3 | 221750694 - Approved | 3 | S-60050-00 | Jasa Perbaikan dan Pemeliharaan Mesin Produksi; ; ; - Jasa Kerja | 1 | Pieces | IDR | 2500000 | 2500000 | 2022-12-16 | FIP General | Irwan Sopian | FIP Engineering | FIP-DOM-ENG-51504-0000000-INA-000000 | PO Closed | GL2212027 | 2022-11-17 | 2022-11-18 | 2023-01-08
221750697-1 | 221750697 - Approved | 1 | Q-11000-00 | Jasa Perbaikan Gedung; ; ; - Jasa Perapihan Dinding ,Plafon Locker sepatu & gowning CNC | 1 | Lot | IDR | 1125000 | 1125000 | 2022-12-16 | FIP General | Irwan Sopian | FIP Engineering | FIP-DOM-ENG-51502-0000000-INA-000000 | PO Closed | GL2211041 | 2022-11-17 | 2022-11-18 | 2022-12-09
221750697-2 | 221750697 - Approved | 2 | Q-11000-00 | Jasa Perbaikan Gedung; ; ; - Jasa Perbaikan & Pengecatan Dinding,Lantai & Plafon kantin dan dry lab | 1 | Lot | IDR | 2925000 | 2925000 | 2022-12-16 | FIP General | Irwan Sopian | FIP Engineering | FIP-DOM-ENG-51502-0000000-INA-000000 | PO Closed | GL2211041 | 2022-11-17 | 2022-11-18 | 2022-12-09
221750697-3 | 221750697 - Approved | 3 | Q-11000-00 | Jasa Perbaikan Gedung; ; ; - Jasa Repair Plafon Ruang Meeting Elion | 1 | Lot | IDR | 1838600 | 1838600 | 2022-12-16 | FIP General | Irwan Sopian | FIP Engineering | FIP-DOM-ENG-51502-0000000-INA-000000 | PO Closed | GL2211041 | 2022-11-17 | 2022-11-18 | 2022-12-09
221750699-1 | 221750699 - Approved | 1 | Q-11000-00 | Jasa Perbaikan Gedung; ; ; - Modifikasi Pintu Ruang MAL | 1 | Lot | IDR | 4950000 | 4950000 | 2022-12-16 | FIP General | Irwan Sopian | FIP Engineering | FIP-DOM-ENG-51502-0000000-INA-000000 | PO Closed | GL2212003 | 2022-11-17 | 2022-11-18 | 2022-12-30
221750709-1 | 221750709 - Approved | 1 | S-60002-00 | Jasa Perbaikan dan Pemeliharaan Mesin Utility - Leak Detector c/w: - Equipment : HLD - Helium Gas: 1 m3 - Standard accessories untuk mesin FD IMA | 1 | Lot | IDR | 14500000 | 14500000 | 2022-12-16 | FIP General | Irwan Sopian | FIP Engineering | FIP-DOM-ENG-51508-0000000-INA-000000 | PO Closed | GL2212026 | 2022-11-18 | 2022-12-13 | 2023-01-10
221750712-1 | 221750712 - Approved | 1 | R-71000-00 | Building - Renovasi Toilet CNC | 1 | Unit | IDR | 51945500 | 51945500 | 2022-12-16 | FIP General | Irwan Sopian | FIP Engineering | FIP-DOM-ENG-13402-FRNB221-INA-000000 | PO Closed | GL2212032 | 2022-11-25 | 2022-12-08 | 2023-01-03
221750713-1 | 221750713 - Approved | 1 | R-61000-00 | Office Equipments - AC 2 PK Inverter DAIKIN | 1 | Unit | IDR | 12295000 | 12295000 | 2022-12-23 | FIP General | Irwan Sopian | FIP Engineering | FIP-DOM-ENG-13405-EQNB239-INA-000000 | PO Closed | GL2212009 | 2022-11-25 | 2022-12-08 | 2022-12-28
221750714-1 | 221750714 - Approved | 1 | P-15938-00 | Water Hardness Test Kit; ; ; | 2 | Box | IDR | 273500 | 547000 | 2022-12-12 | FIP General | Irwan Sopian | FIP Engineering | FIP-DOM-ENG-51504-0000000-INA-000000 | PO Closed | GL2212008 | 2022-11-28 | 2022-11-30 | 2023-01-30
221750715-1 | 221750715 - Approved | 1 | P-50140-00 | Battery UPS - Battery kering 12V 9 AH | 10 | Pieces | IDR | 592500 | 5925000 | 2022-12-12 | FIP Engineering | Irwan Sopian | FIP Engineering | FIP-DOM-000-11304-OS00001-INA-000000 | PO Closed | GL2212035 | 2022-11-28 | 2022-11-30 | 2023-02-05
221750715-2 | 221750715 - Approved | 2 | P-50781-00 | Battery 12V 18AH merk LONG | 2 | Pieces | IDR | 735000 | 1470000 | 2022-12-12 | FIP Engineering | Irwan Sopian | FIP Engineering | FIP-DOM-000-11304-OS00001-INA-000000 | PO Closed | GL2212008 | 2022-11-28 | 2022-11-30 | 2023-01-30
221750716-1 | 221750716 - Approved | 1 | P-15944-00 | Sealing belt (nillon) 1.5 cm x 77cm; ; ; | 6 | Pieces | IDR | 100000 | 600000 | 2022-12-16 | FIP General | Irwan Sopian | FIP Engineering | FIP-DOM-ENG-51404-0000000-INA-000000 | PO Closed | GL2302053 | 2022-11-28 | 2022-11-29 | 2023-04-30
221750717-1 | 221750717 - Approved | 1 | O-15591-00 | FILTER ABSOLUTE - CAMFILL 1FRSI - 1SI 762X457X150; CLASS H13, DIN EN 1822, FRAME: STAINLESS STEEL - 99,95% MPPS; SERIAL NO. 00083616122 (for Cooling chamber) | 1 | Unit | IDR | 30600000 | 30600000 | 2023-01-20 | FIP Engineering | Irwan Sopian | FIP Engineering | FIP-DOM-000-11304-OS00001-INA-000000 | PO Closed | GL2212033 | 2022-11-30 | 2022-12-07 | 2023-03-30
221750717-2 | 221750717 - Approved | 2 | O-15592-00 | FILTER ABSOLUTE, CAMFILL - 1ER(GS) - 1PU; DIN EN 1822 : H14; EFFICIENCY: 99,995% MPPS; DIMENSION: 305X457X150; SERIAL NO. 060052-15122 | 1 | Unit | IDR | 22100000 | 22100000 | 2023-01-20 | FIP Engineering | Irwan Sopian | FIP Engineering | FIP-DOM-000-11304-OS00001-INA-000000 | PO Closed | GL2212033 | 2022-11-30 | 2022-12-07 | 2023-03-30
221750727-1 | 221750727 - Approved | 1 | T-20136-00 | 2690 SEAL PACK REBUILD PKG; Waters; c/n WAT271019; | 2 | Pieces | IDR | 5377752 | 10755504 | 2022-12-30 | FIP General | Irwan Sopian | FIP Engineering | FIP-DOM-ENG-51505-0000000-INA-000000 | PO Closed | GL2212002 | 2022-12-07 | 2022-12-07 | 2022-12-30
221750728-1 | 221750728 - Approved | 1 | S-60002-00 | Jasa Perbaikan dan Pemeliharaan Mesin Utility - Jasa Pasang Wheel Brake Cly | 1 | Lot | IDR | 750000 | 750000 | 2022-12-30 | FIP General | Irwan Sopian | FIP Engineering | FIP-DOM-ENG-51508-0000000-INA-000000 | PO Closed | GL2301001 | 2022-12-07 | 2022-12-07 | 2023-02-05
221750728-2 | 221750728 - Approved | 2 | S-60002-00 | Jasa Perbaikan dan Pemeliharaan Mesin Utility - Material For Jasa STILL RX 50-10C - Wheel Brake Cyl | 1 | Lot | IDR | 2585000 | 2585000 | 2022-12-30 | FIP General | Irwan Sopian | FIP Engineering | FIP-DOM-ENG-51508-0000000-INA-000000 | PO Closed | GL2301001 | 2022-12-07 | 2022-12-07 | 2023-02-05
221750729-1 | 221750729 - Approved | 1 | S-60002-00 | Jasa Perbaikan dan Pemeliharaan Mesin Utility - Relokasi finger print QC | 1 | Lot | IDR | 675000 | 675000 | 2022-12-30 | FIP General | Irwan Sopian | FIP Engineering | FIP-DOM-ENG-51508-0000000-INA-000000 | PO Closed | GL2302003 | 2022-12-07 | 2022-12-07 | 2023-02-15
221750729-2 | 221750729 - Approved | 2 | S-60002-00 | Jasa Perbaikan dan Pemeliharaan Mesin Utility - Relokasi saklar tunggal QC | 1 | Lot | IDR | 675000 | 675000 | 2022-12-30 | FIP General | Irwan Sopian | FIP Engineering | FIP-DOM-ENG-51508-0000000-INA-000000 | PO Closed | GL2302003 | 2022-12-07 | 2022-12-07 | 2023-02-15
221750729-3 | 221750729 - Approved | 3 | S-60002-00 | Jasa Perbaikan dan Pemeliharaan Mesin Utility - Tambah bobokan + perapihan jalur data QA | 1 | Lot | IDR | 825000 | 825000 | 2022-12-30 | FIP General | Irwan Sopian | FIP Engineering | FIP-DOM-ENG-51508-0000000-INA-000000 | PO Closed | GL2302003 | 2022-12-07 | 2022-12-07 | 2023-02-15
221750730-1 | 221750730 - Approved | 1 | S-60002-00 | Jasa Perbaikan dan Pemeliharaan Mesin Utility - Penambahan Ducting Supply dan Relokasi Return AHU untuk Ruang Laktasi | 1 | Lot | IDR | 7395000 | 7395000 | 2022-12-30 | FIP General | Irwan Sopian | FIP Engineering | FIP-DOM-ENG-51508-0000000-INA-000000 | PO Closed | GL2302003 | 2022-12-07 | 2022-12-07 | 2023-02-15
221750732-1 | 221750732 - Approved | 1 | Q-11000-00 | Jasa Perbaikan Gedung; ; ; - Partisi Loker Wanita Prosesing | 1 | Lot | IDR | 4132500 | 4132500 | 2022-12-30 | FIP General | Irwan Sopian | FIP Engineering | FIP-DOM-ENG-51502-0000000-INA-000000 | PO Closed | GL2302051 | 2022-12-07 | 2022-12-07 | 2023-03-02
221750732-2 | 221750732 - Approved | 2 | Q-11000-00 | Jasa Perbaikan Gedung; ; ; - Bongkar Pasang modifikasi arah bukaan Pintu Water System | 1 | Lot | IDR | 3000000 | 3000000 | 2022-12-30 | FIP General | Irwan Sopian | FIP Engineering | FIP-DOM-ENG-51502-0000000-INA-000000 | PO Closed | GL2302051 | 2022-12-07 | 2022-12-07 | 2023-03-02
221750734-1 | 221750734 - Approved | 1 | P-51559-00 | Lampu T5 14watt Putih; Phillips; ; | 40 | Pack | IDR | 29700 | 1188000 | 2022-12-30 | FIP Engineering | Irwan Sopian | FIP Engineering | FIP-DOM-000-11304-OS00001-INA-000000 | PO Closed | GL2212008 | 2022-12-07 | 2022-12-08 | 2023-01-30
221750734-2 | 221750734 - Approved | 2 | P-51560-00 | Lampu T5 28watt Putih; Phillips; ; | 20 | Pieces | IDR | 36000 | 720000 | 2022-12-30 | FIP Engineering | Irwan Sopian | FIP Engineering | FIP-DOM-000-11304-OS00001-INA-000000 | PO Closed | GL2212008 | 2022-12-07 | 2022-12-08 | 2023-01-30
221750734-3 | 221750734 - Approved | 3 | P-52569-00 | Limit Switch LX19-001 250 VAC; ; ; | 4 | Pieces | IDR | 78000 | 312000 | 2022-12-30 | FIP Engineering | Irwan Sopian | FIP Engineering | FIP-DOM-000-11304-OS00001-INA-000000 | PO Closed | GL2212008 | 2022-12-07 | 2022-12-08 | 2023-01-30
221750735-1 | 221750735 - Approved | 1 | P-13732-00 | Pressure Reducing Valve Flange End PN16 DN40; ; ; - SPIRAX SARCO Item Code : 6100137 | 1 | Unit | IDR | 45594000 | 45594000 | 2023-01-13 | FIP Engineering | Irwan Sopian | FIP Engineering | FIP-DOM-000-11304-OS00001-INA-000000 | PO Closed | GL2301002 | 2022-12-07 | 2022-12-08 | 2023-03-30
221750735-2 | 221750735 - Approved | 2 | P-10266-00 | Valve Bellows sealed globe valve BSA 1/BSA 1T PN 16 size 80mm | 1 | Pieces | IDR | 17341000 | 17341000 | 2023-01-13 | FIP Engineering | Irwan Sopian | FIP Engineering | FIP-DOM-000-11304-OS00001-INA-000000 | PO Closed | GL2301002 | 2022-12-07 | 2022-12-08 | 2023-03-30
221750736-1 | 221750736 - Approved | 1 | Q-10949-00 | SCHINDLER ELEVATOR - Ceiling Lamp Cover; ; ; | 2 | Pieces | IDR | 1203500 | 2407000 | 2022-12-30 | FIP General | Irwan Sopian | FIP Engineering | FIP-DOM-ENG-51504-0000000-INA-000000 | PO Closed | GL2303051 | 2022-12-07 | 2022-12-08 | 2023-06-19
221750740-1 | 221750740 - Approved | 1 | S-60002-00 | Jasa Perbaikan dan Pemeliharaan Mesin Utility - TroubleShooting Jaringan Pagging Lt3 | 1 | Lot | IDR | 2000000 | 2000000 | 2022-12-28 | FIP General | Irwan Sopian | FIP Engineering | FIP-DOM-ENG-51508-0000000-INA-000000 | PO Closed | GL2212038 | 2022-12-10 | 2022-12-20 | 2023-02-05
221750763-1 | 221750763 - Approved | 1 | S-60050-00 | Jasa Perbaikan dan Pemeliharaan Mesin Produksi; ; ; - 6SL3244-0BB12-1PA1 SINAMICS G120 CONTROL UNIT CU240E-2 DP E-TYPE SAFETY INTEGRATED STO PROFIBUS DP 6DI, 3DO, 2AI, 2AO, MAX 1F-DI PTC/KTY | 1 | Pieces | IDR | 5450000 | 5450000 | 2023-01-03 | FIP General | Irwan Sopian | FIP Engineering | FIP-DOM-ENG-51504-0000000-INA-000000 | PO Closed | GL2212028 | 2022-12-20 | 2022-12-23 | 2023-01-01
221750763-2 | 221750763 - Approved | 2 | S-60050-00 | Jasa Perbaikan dan Pemeliharaan Mesin Produksi; ; ; - [6SL3255-0AA00-4CA1] 6SL3255-0AA00-4CA1 SINAMICS G120 BASIC OPERATOR PANEL (BOP-2) | 1 | Pieces | IDR | 745000 | 745000 | 2023-01-03 | FIP General | Irwan Sopian | FIP Engineering | FIP-DOM-ENG-51504-0000000-INA-000000 | PO Closed | GL2212028 | 2022-12-20 | 2022-12-23 | 2023-01-01
221750763-3 | 221750763 - Approved | 3 | S-60050-00 | Jasa Perbaikan dan Pemeliharaan Mesin Produksi; ; ; - JASA ENGINEERING | 1 | Pieces | IDR | 13000000 | 13000000 | 2023-01-03 | FIP General | Irwan Sopian | FIP Engineering | FIP-DOM-ENG-51504-0000000-INA-000000 | PO Closed | GL2212028 | 2022-12-20 | 2022-12-23 | 2023-01-01
221750763-4 | 221750763 - Approved | 4 | S-60050-00 | Jasa Perbaikan dan Pemeliharaan Mesin Produksi; ; ; - Inverter SINAMICS Power Module PM240-2 6SL3210-1PE16-1AL1 | 1 | Pieces | IDR | 8786000 | 8786000 | 2023-01-03 | FIP General | Irwan Sopian | FIP Engineering | FIP-DOM-ENG-51504-0000000-INA-000000 | PO Closed | GL2212028 | 2022-12-20 | 2022-12-23 | 2023-01-01
221750765-1 | 221750765 - Approved | 1 | S-60050-00 | Jasa Perbaikan dan Pemeliharaan Mesin Produksi; ; ; - Jasa Engineering Configurasi Program Inverter | 1 | Pieces | IDR | 3500000 | 3500000 | 2023-01-05 | FIP General | Irwan Sopian | FIP Engineering | FIP-DOM-ENG-51504-0000000-INA-000000 | PO Closed | GL2212039 | 2022-12-22 | 2022-12-29 | 2023-01-15
221750766-1 | 221750766 - Approved | 1 | P-54181-00 | UV lamp for TOC Sievers M500; TOC Sievers; ; pack size per pc | 1 | Pieces | IDR | 14290000 | 14290000 | 2023-01-21 | FIP Engineering | Irwan Sopian | FIP Engineering | FIP-DOM-000-11304-OS00001-INA-000000 | PO Closed | GL2211039 | 2022-12-22 | 2022-12-23 | 2023-03-30
221750766-2 | 221750766 - Approved | 2 | P-18447-00 | Sample Pump Head for TOC Sievers M500; ; ; | 1 | Pieces | IDR | 5000 | 5000 | 2023-01-21 | FIP Engineering | Irwan Sopian | FIP Engineering | FIP-DOM-000-11304-OS00001-INA-000000 | PO Closed | GL2211039 | 2022-12-22 | 2022-12-23 | 2023-03-30
221750766-3 | 221750766 - Approved | 3 | P-18448-00 | Resin Bed Replacement for TOC Sievers M500; ; ; | 1 | Pieces | IDR | 5000 | 5000 | 2023-01-21 | FIP Engineering | Irwan Sopian | FIP Engineering | FIP-DOM-000-11304-OS00001-INA-000000 | PO Closed | GL2211039 | 2022-12-22 | 2022-12-23 | 2023-03-30
221750768-1 | 221750768 - Approved | 1 | O-18878-00 | Filling VFM100 - Load Cell Bridge Holder; ; ; | 2 | Pieces | IDR | 1978000 | 3956000 | 2023-01-20 | FIP Engineering | Irwan Sopian | FIP Engineering | FIP-DOM-000-11304-OS00001-INA-000000 | PO Closed | GL2302054 | 2022-12-26 | 2022-12-27 | 2023-03-10
221750769-1 | 221750769 - Approved | 1 | O-15931-00 | Double Tape 3M 1" Merah - P/N : - pc | 5 | Pieces | IDR | 112500 | 562500 | 2023-01-13 | FIP Engineering | Irwan Sopian | FIP Engineering | FIP-DOM-000-11304-OS00001-INA-000000 | PO Closed | GL2301030 | 2022-12-26 | 2022-12-26 | 2023-02-15
221750769-2 | 221750769 - Approved | 2 | P-51741-00 | Lampu Phillips PHP LED; 710 7w E27 White 220-240v; ; ; | 20 | Pieces | IDR | 31 | 620 | 2023-01-13 | FIP Engineering | Irwan Sopian | FIP Engineering | FIP-DOM-000-11304-OS00001-INA-000000 | PO Closed | GL2301030 | 2022-12-26 | 2022-12-26 | 2023-02-15
221750769-3 | 221750769 - Approved | 3 | P-52569-00 | Limit Switch LX19-001 250 VAC; ; ; | 5 | Pieces | IDR | 78000 | 390000 | 2023-01-13 | FIP Engineering | Irwan Sopian | FIP Engineering | FIP-DOM-000-11304-OS00001-INA-000000 | PO Closed | GL2301030 | 2022-12-26 | 2022-12-26 | 2023-02-15
221750770-1 | 221750770 - Approved | 1 | T-20041-00 | Fitting SS; WATERS; c/n WAT025604; 5pc per pack | 1 | Pieces | IDR | 1377500 | 1377500 | 2023-02-27 | FIP General | Irwan Sopian | FIP Engineering | FIP-DOM-ENG-51505-0000000-INA-000000 | PO Closed | GL2302046 | 2022-12-26 | 2023-02-22 | 2023-04-28
221750770-2 | 221750770 - Approved | 2 | T-20851-00 | One-piece Fitting, 10 - 32; Waters; 700004841; 10 pcs per pack; Waters; 700004841; 10 pcs/pack | 1 | Pack | IDR | 3100000 | 3100000 | 2023-02-27 | FIP General | Irwan Sopian | FIP Engineering | FIP-DOM-ENG-51404-0000000-INA-000000 | PO Closed | GL2302046 | 2022-12-26 | 2023-02-22 | 2023-03-17
221750771-1 | 221750771 - Approved | 1 | S-60050-00 | Jasa Perbaikan dan Pemeliharaan Mesin Produksi; ; ; - Untuk Repair | 2 | Pieces | IDR | 885000 | 1770000 | 2023-01-18 | FIP General | Irwan Sopian | FIP Engineering | FIP-DOM-ENG-51504-0000000-INA-000000 | PO Closed | GL2303001 | 2022-12-27 | 2022-12-27 | 2023-03-15
221750774-1 | 221750774 - Approved | 1 | P-18462-00 | Oil Seal 10x14x3; ; ; | 2 | Pieces | IDR | 27000 | 54000 | 2023-01-27 | FIP Engineering | Irwan Sopian | FIP Engineering | FIP-DOM-000-11304-OS00001-INA-000000 | PO Closed | GL2302058 | 2022-12-30 | 2023-01-05 | 2023-03-09
221750774-2 | 221750774 - Approved | 2 | P-52579-00 | Dosing Pump (Peristaltic Pump) 24 VDC 0-19 ml/min RZ1030-BX; ; ; | 1 | Unit | IDR | 4450000 | 4450000 | 2023-02-10 | FIP Engineering | Irwan Sopian | FIP Engineering | FIP-DOM-000-11304-OS00001-INA-000000 | PO Closed | GL2302058 | 2022-12-30 | 2023-01-05 | 2023-03-09
231750002-1 | 231750002 - Approved | 1 | P-18368-00 | Manual Actuator DN4 - DN15 type: 601 P/n: 9601 8M A 0 TS; GEMU; ; | 2 | Pieces | IDR | 4850000 | 9700000 | 2023-02-17 | FIP Engineering | Irwan Sopian | FIP Engineering | FIP-DOM-000-11304-OS00001-INA-000000 | PO Closed | GL2302059 | 2023-01-03 | 2023-01-05 | 2023-03-10
231750003-1 | 231750003 - Approved | 1 | P-51736-00 | Kabel UTP isi 8 Cat 5e merk BELDEN; ; ; | 2 | Roll | IDR | 2500000 | 5000000 | 2023-02-10 | FIP Engineering | Kristiawan Sakti Winarno | FIP Engineering | FIP-DOM-000-11304-OS00001-INA-000000 | PO Closed | GL2302001 | 2023-01-03 | 2023-01-05 | 2023-02-28
231750010-1 | 231750010 - Approved | 1 | O-11154-00 | Bearing 6204 2Z SKF | 8 | Pieces | IDR | 29500 | 236000 | 2023-02-14 | FIP Engineering | Irwan Sopian | FIP Engineering | FIP-DOM-000-11304-OS00001-INA-000000 | PO Closed | GL2301028 | 2023-01-04 | 2023-01-05 | 2023-02-14
231750010-2 | 231750010 - Approved | 2 | O-11162-00 | Bearing 6205 ZZ | 8 | Pieces | IDR | 23500 | 188000 | 2023-02-14 | FIP Engineering | Irwan Sopian | FIP Engineering | FIP-DOM-000-11304-OS00001-INA-000000 | PO Closed | GL2301028 | 2023-01-04 | 2023-01-05 | 2023-02-14
231750010-3 | 231750010 - Approved | 3 | O-11173-00 | Bearing 6208 SKF | 8 | Pieces | IDR | 90500 | 724000 | 2023-02-14 | FIP Engineering | Irwan Sopian | FIP Engineering | FIP-DOM-000-11304-OS00001-INA-000000 | PO Closed | GL2301028 | 2023-01-04 | 2023-01-05 | 2023-02-14
231750010-4 | 231750010 - Approved | 4 | O-11169-00 | Bearing 6207ZZ | 8 | Pieces | IDR | 39300 | 314400 | 2023-02-14 | FIP Engineering | Irwan Sopian | FIP Engineering | FIP-DOM-000-11304-OS00001-INA-000000 | PO Closed | GL2301028 | 2023-01-04 | 2023-01-05 | 2023-02-14
231750010-5 | 231750010 - Approved | 5 | O-11166-00 | Bearing 6206 ZZ | 8 | Pieces | IDR | 63335 | 506680 | 2023-02-14 | FIP Engineering | Irwan Sopian | FIP Engineering | FIP-DOM-000-11304-OS00001-INA-000000 | PO Closed | GL2301028 | 2023-01-04 | 2023-01-05 | 2023-02-14
231750012-1 | 231750012 - Approved | 1 | O-54014-00 | STEKER 1 PHASE, BROCO | 10 | Pieces | IDR | 10000 | 100000 | 2023-02-03 | FIP Engineering | Irwan Sopian | FIP Engineering | FIP-DOM-000-11304-OS00001-INA-000000 | PO Closed | GL2302057 | 2023-01-04 | 2023-01-05 | 2023-03-10
231750012-2 | 231750012 - Approved | 2 | O-54015-00 | STOP KONTAK LUBANG 4, BROCO | 5 | Unit | IDR | 49000 | 245000 | 2023-02-03 | FIP Engineering | Irwan Sopian | FIP Engineering | FIP-DOM-000-11304-OS00001-INA-000000 | PO Closed | GL2302001 | 2023-01-04 | 2023-01-05 | 2023-02-28
231750012-3 | 231750012 - Approved | 3 | Q-10128-00 | Thinner Super End/Impala | 4 | Pieces | IDR | 178000 | 712000 | 2023-02-03 | FIP Engineering | Irwan Sopian | FIP Engineering | FIP-DOM-000-11304-OS00001-INA-000000 | PO Closed | GL2302001 | 2023-01-04 | 2023-01-05 | 2023-02-28
231750012-4 | 231750012 - Approved | 4 | Q-60503-00 | Silicone Sealant, Silglaze, Type N10 Grey, pack size per pcs | 5 | Pieces | IDR | 62000 | 310000 | 2023-02-03 | FIP Engineering | Irwan Sopian | FIP Engineering | FIP-DOM-000-11304-OS00010-INA-000000 | PO Closed | GL2302001 | 2023-01-04 | 2023-01-05 | 2023-02-28
231750012-5 | 231750012 - Approved | 5 | Q-60502-00 | Silicone Sealant, Silglaze, Type N10 White, pack size per pcs | 6 | Pieces | IDR | 62000 | 372000 | 2023-02-03 | FIP Engineering | Irwan Sopian | FIP Engineering | FIP-DOM-000-11304-OS00001-INA-000000 | PO Closed | GL2302001 | 2023-01-04 | 2023-01-05 | 2023-02-28
231750012-6 | 231750012 - Approved | 6 | Q-60501-00 | Silicone Sealant, Silglaze, Type N10 Clear, pack size per pcs | 1 | Pieces | IDR | 62000 | 62000 | 2023-02-03 | FIP Engineering | Irwan Sopian | FIP Engineering | FIP-DOM-000-11304-OS00001-INA-000000 | PO Closed | GL2302001 | 2023-01-04 | 2023-01-05 | 2023-02-28
231750013-1 | 231750013 - Approved | 1 | P-52590-00 | Heater Duchting DIA.11.2 x 300mm 220 V 5000 W; ; ; | 1 | Pieces | IDR | 1000000 | 1000000 | 2023-02-01 | FIP Engineering | Irwan Sopian | FIP Engineering | FIP-DOM-000-11304-OS00001-INA-000000 | PO Closed | GL2301029 | 2023-01-05 | 2023-01-05 | 2023-02-05
231750015-1 | 231750015 - Approved | 1 | P-11819-00 | Alumunium duct tape 2 inch | 1 | Pieces | IDR | 60000 | 60000 | 2023-02-03 | FIP Engineering | Irwan Sopian | FIP Engineering | FIP-DOM-000-11304-OS00001-INA-000000 | PO Closed | GL2302001 | 2023-01-05 | 2023-01-05 | 2023-02-28
231750015-2 | 231750015 - Approved | 2 | Q-10952-00 | Mesh Uk. 18x0.28mmx1000mm Material SS 304; ; ; | 25 | Meter | IDR | 145000 | 3625000 | 2023-02-03 | FIP Engineering | Irwan Sopian | FIP Engineering | FIP-DOM-000-11304-OS00001-INA-000000 | PO Closed | GL2303052 | 2023-01-05 | 2023-01-05 | 2023-04-04
231750035-1 | 231750035 - Approved | 1 | O-52207-00 | Filling VFM100 - Laser Photoelectric Sensor Head LV-S62 Keyence; ; ; | 2 | Pieces | IDR | 3533000 | 7066000 | 2023-02-28 | FIP Engineering | Irwan Sopian | FIP Engineering | FIP-DOM-000-11304-OS00001-INA-000000 | PO Closed | GL2302061 | 2023-01-12 | 2023-01-16 | 2023-03-20
231750036-1 | 231750036 - Approved | 1 | S-60002-00 | Jasa Perbaikan dan Pemeliharaan Mesin Utility - Instalasi Speaker Waterproof diarea Mixing dan Filling | 1 | Lot | IDR | 9350000 | 9350000 | 2023-02-21 | FIP General | Irwan Sopian | FIP Engineering | FIP-DOM-ENG-51508-0000000-INA-000000 | PO Closed | GL2303014 | 2023-01-12 | 2023-01-13 | 2023-04-05
231750036-1 | 231750036 - Approved | 1 | S-60002-00 | Jasa Perbaikan dan Pemeliharaan Mesin Utility - Instalasi Speaker Waterproof diarea Mixing dan Filling | 1 | Lot | IDR | 9350000 | 9350000 | 2023-02-21 | FIP General | Irwan Sopian | FIP Engineering | FIP-DOM-ENG-51508-0000000-INA-000000 | PO Closed | GL2303014 | 2023-01-12 | 2023-01-13 | 2023-04-05
231750043-1 | 231750043 - Approved | 1 | P-18472-00 | Thermostatic Steam Trap LV6-CE DN20 Stainless Steel; TLV; ; | 2 | Pieces | IDR | 500000 | 1000000 | 2023-02-28 | FIP Engineering | Irwan Sopian | FIP Engineering | FIP-DOM-000-11304-OS00001-INA-000000 | PO Closed | GL2302059 | 2023-01-13 | 2023-01-16 | 2023-03-10
231750044-1 | 231750044 - Approved | 1 | P-18470-00 | Misumi - HXNHFFLT-SUS-M5-10; ; ; | 30 | Pieces | IDR | 100000 | 3000000 | 2023-02-24 | FIP Engineering | Irwan Sopian | FIP Engineering | FIP-DOM-000-11304-OS00001-INA-000000 | PO Closed | GL2302060 | 2023-01-13 | 2023-01-13 | 2023-03-10
231750045-1 | 231750045 - Approved | 1 | O-18055-00 | Robot Casepacker - Suction cup; VB17. single below; diameter Cup 17 mm.; vmeca; ; | 20 | Pieces | IDR | 150000 | 3000000 | 2023-02-24 | FIP Engineering | Irwan Sopian | FIP Engineering | FIP-DOM-000-11304-OS00001-INA-000000 | PO Closed | GL2302016 | 2023-01-13 | 2023-01-16 | 2023-03-10
231750047-1 | 231750047 - Approved | 1 | R-20001-00 | Change Parts Machine - 96-111156-GE Factory ref. SVIM.X2B GigE SSD 128GB SVIM with Windows, Acronis Licences P/N: ENG-SEI-96-111156-GE | 1 | Unit | IDR | 202590000 | 202590000 | 2023-03-07 | FIP General | Irwan Sopian | FIP Engineering | FIP-DOM-ENG-13404-MC23001-INA-000000 | PO Closed | GL2303019 | 2023-01-14 | 2023-01-17 | 2023-05-12
231750051-1 | 231750051 - Approved | 1 | P-10945-00 | Insulation - Seal Tape onda | 10 | Pieces | IDR | 5000 | 50000 | 2023-02-14 | FIP Engineering | Irwan Sopian | FIP Engineering | FIP-DOM-000-11304-OS00001-INA-000000 | PO Closed | GL2302058 | 2023-01-16 | 2023-01-16 | 2023-03-09
231750051-2 | 231750051 - Approved | 2 | P-51559-00 | Lampu T5 14watt Putih; Phillips; ; | 40 | Pack | IDR | 29700 | 1188000 | 2023-02-14 | FIP Engineering | Irwan Sopian | FIP Engineering | FIP-DOM-000-11304-OS00001-INA-000000 | PO Closed | GL2302057 | 2023-01-16 | 2023-01-16 | 2023-03-10
231750051-3 | 231750051 - Approved | 3 | P-12433-00 | Isolasi AC- Sansui | 10 | Pieces | IDR | 10000 | 100000 | 2023-02-14 | FIP Engineering | Irwan Sopian | FIP Engineering | FIP-DOM-000-11304-OS00001-INA-000000 | PO Closed | GL2302058 | 2023-01-16 | 2023-01-16 | 2023-03-09
231750051-4 | 231750051 - Approved | 4 | P-17897-00 | Foam Tape Perekat 1 Sisi 3mm x 25mm x 10M; ; ; | 2 | Pieces | IDR | 135000 | 270000 | 2023-02-14 | FIP Engineering | Irwan Sopian | FIP Engineering | FIP-DOM-000-11304-OS00001-INA-000000 | PO Closed | GL2302057 | 2023-01-16 | 2023-01-16 | 2023-03-10
231750051-5 | 231750051 - Approved | 5 | P-52336-00 | Saklar Lampu Sensor Gerak Motion Detector Plafon; ; ; | 3 | Pieces | IDR | 100000 | 300000 | 2023-02-14 | FIP Engineering | Irwan Sopian | FIP Engineering | FIP-DOM-000-11304-OS00001-INA-000000 | PO Closed | GL2302058 | 2023-01-16 | 2023-01-16 | 2023-03-09
231750053-1 | 231750053 - Approved | 1 | O-16984-00 | Freeze Dryer MBE1207 - Butterfly Valve SS316 DN65 P/n: EB14-00067 BRAY; ; ; | 4 | Pieces | USD | 124.63 | 498.52 | 2023-03-31 | FIP Engineering | Irwan Sopian | FIP Engineering | FIP-DOM-000-11304-OS00001-INA-000000 | PO Closed | GL2302017 | 2023-01-18 | 2023-01-20 | 2023-08-31
231750053-2 | 231750053 - Approved | 2 | O-52656-00 | FD Lyofast 10 - Vacuum Regulating Valve Controller EDF23-00544 Disused:1249A Replaced by:1249B INP:4; ; ; | 1 | Pieces | IDR | 5000 | 5000 | 2023-03-31 | FIP Engineering | Irwan Sopian | FIP Engineering | FIP-DOM-000-11304-OS00001-INA-000000 | PO Closed | GL2302017 | 2023-01-18 | 2023-01-20 | 2023-08-31
231750053-3 | 231750053 - Approved | 3 | O-18890-00 | Freeze Dryer MBE1207 - SV102 Valve body 032L1212(Replace the old model 032F1212) EVR6 3/8 Inch p/n:; DANFOSS; ; | 1 | Pieces | USD | 64.42 | 64.42 | 2023-03-31 | FIP Engineering | Irwan Sopian | FIP Engineering | FIP-DOM-000-11304-OS00001-INA-000000 | PO Closed | GL2302017 | 2023-01-18 | 2023-01-20 | 2023-08-31
231750053-4 | 231750053 - Approved | 4 | O-18891-00 | Freeze Dryer MBE1207 - SV102 Coil 018F6857 DC24V p/n: EB15-00306; DANFOSS; ; | 1 | Pieces | USD | 13.86 | 13.86 | 2023-03-31 | FIP Engineering | Irwan Sopian | FIP Engineering | FIP-DOM-000-11304-OS00001-INA-000000 | PO Closed | GL2302017 | 2023-01-18 | 2023-01-20 | 2023-08-31
231750053-5 | 231750053 - Approved | 5 | O-18892-00 | Freeze Dryer MBE1207 - MV1161 Receiver Valve, 1/4 Inch SAE Flare 1/4 Inch NPT Direct p/n: EB15-00321; ; ; | 1 | Pieces | USD | 13.86 | 13.86 | 2023-03-31 | FIP Engineering | Irwan Sopian | FIP Engineering | FIP-DOM-000-11304-OS00001-INA-000000 | PO Closed | GL2302017 | 2023-01-18 | 2023-01-20 | 2023-08-31
231750053-6 | 231750053 - Approved | 6 | O-18893-00 | Freeze Dryer MBE1207 - MV1250 Angle Valve 1x3/4 Inch-12UNF 1x3/8 Inch ODF p/n:EB15-00755; BITZER; ; | 1 | Pieces | USD | 202.14 | 202.14 | 2023-03-31 | FIP Engineering | Irwan Sopian | FIP Engineering | FIP-DOM-000-11304-OS00001-INA-000000 | PO Closed | GL2302017 | 2023-01-18 | 2023-01-20 | 2023-08-31
231750053-7 | 231750053 - Approved | 7 | O-52825-00 | Freeze Dryer MBE1207 - SV54 14193T 330 S.S+FKM I/O: G1/4 Inch Orifice 4mm Kv=0.28 m3/h NO DC24V p/n:; BURKERT; ; | 3 | Pieces | USD | 360.46 | 1081.38 | 2023-03-31 | FIP Engineering | Irwan Sopian | FIP Engineering | FIP-DOM-000-11304-OS00001-INA-000000 | PO Closed | GL2302017 | 2023-01-18 | 2023-01-20 | 2023-08-31
231750053-8 | 231750053 - Approved | 8 | O-52826-00 | Freeze Dryer MBE1207 - SV55 252072 6213 S.S+FKM I/O: NPT1/4 Inch Orifice:10mm Kv=2m3/h NC DC24V p/n; BURKERT; ; | 3 | Pieces | USD | 156.45 | 469.35 | 2023-03-31 | FIP Engineering | Irwan Sopian | FIP Engineering | FIP-DOM-000-11304-OS00001-INA-000000 | PO Closed | GL2302017 | 2023-01-18 | 2023-01-20 | 2023-08-31
231750053-9 | 231750053 - Approved | 9 | O-52831-00 | Freeze Dryer MBE1207 - SV169 MYCOM COMPLETE SOLENOLD VALVE, XOF-240V1 include valve body and coil P/; MAYEKAWA; ; | 1 | Unit | USD | 762.14 | 762.14 | 2023-03-31 | FIP Engineering | Irwan Sopian | FIP Engineering | FIP-DOM-000-11304-OS00001-INA-000000 | PO Closed | GL2302017 | 2023-01-18 | 2023-01-20 | 2023-08-31
231750053-10 | 231750053 - Approved | 10 | O-18912-00 | Freeze Dryer MBE1207 - Pneumatic Actuator 92-063-11300-532 Double Actuating P/n: EB14-00083; BRAY; ; | 2 | Pieces | USD | 111.31 | 222.62 | 2023-03-31 | FIP Engineering | Irwan Sopian | FIP Engineering | FIP-DOM-000-11304-OS00001-INA-000000 | PO Closed | GL2302017 | 2023-01-18 | 2023-01-20 | 2023-08-31
231750053-11 | 231750053 - Approved | 11 | O-18913-00 | Freeze Dryer MBE1207 - Valve Body S20 DN40 ANSI150 Flg BODY:CI DISC:316SS STEM 316SS P/n: EB14-00064; BRAY; ; | 4 | Pieces | USD | 63.14 | 252.56 | 2023-03-31 | FIP Engineering | Irwan Sopian | FIP Engineering | FIP-DOM-000-11304-OS00001-INA-000000 | PO Closed | GL2302017 | 2023-01-18 | 2023-01-20 | 2023-08-31
231750053-12 | 231750053 - Approved | 12 | O-18914-00 | Freeze Dryer MBE1207 - Valve Body S20 DN40 ANSI150 Flg BODY:CI DISC:316SS Mirror finish STEM 316SS P; ; ; | 1 | Pieces | USD | 74.3 | 74.3 | 2023-03-31 | FIP Engineering | Irwan Sopian | FIP Engineering | FIP-DOM-000-11304-OS00001-INA-000000 | PO Closed | GL2302017 | 2023-01-18 | 2023-01-20 | 2023-08-31
231750053-13 | 231750053 - Approved | 13 | O-18915-00 | Freeze Dryer MBE1207 - Pneumatic Actuator 93-0635FC-11300-532 P/n: EB14-00085; BRAY; ; | 1 | Pieces | USD | 165.64 | 165.64 | 2023-03-31 | FIP Engineering | Irwan Sopian | FIP Engineering | FIP-DOM-000-11304-OS00001-INA-000000 | PO Closed | GL2302017 | 2023-01-18 | 2023-01-20 | 2023-08-31
231750053-14 | 231750053 - Approved | 14 | O-18916-00 | Freeze Dryer MBE1207 - Valve Body S20 DN25 ANSI150 Flg BODY CI DISC:316SS STEM 316SS P/n: EB14-00063; BRAY; ; | 1 | Pieces | USD | 58.46 | 58.46 | 2023-03-31 | FIP Engineering | Irwan Sopian | FIP Engineering | FIP-DOM-000-11304-OS00001-INA-000000 | PO Closed | GL2302017 | 2023-01-18 | 2023-01-20 | 2023-08-31
231750053-15 | 231750053 - Approved | 15 | O-18917-00 | Freeze Dryer MBE1207 - OIL COOLING WATER REGULATOR 003N0107 AVTA15 G 1/2 Inch Kv=1.9m3/h Temperature; DANFOSS; ; | 2 | Pieces | USD | 433.73 | 867.46 | 2023-03-31 | FIP Engineering | Irwan Sopian | FIP Engineering | FIP-DOM-000-11304-OS00001-INA-000000 | PO Closed | GL2302017 | 2023-01-18 | 2023-01-20 | 2023-08-31
231750053-16 | 231750053 - Approved | 16 | O-52841-00 | Freeze Dryer MBE1207 - Mechanical Positioner Switch 50-0406-12610-532 P/n: EB14-00072; BRAY; ; | 2 | Pieces | USD | 85.48 | 170.96 | 2023-03-31 | FIP Engineering | Irwan Sopian | FIP Engineering | FIP-DOM-000-11304-OS00001-INA-000000 | PO Closed | GL2302017 | 2023-01-18 | 2023-01-20 | 2023-08-31
231750053-17 | 231750053 - Approved | 17 | O-52845-00 | Freeze Dryer MBE1207 - SV169 Coil MKC-1 AC220V P/n: EB15-00507; MYCOM; ; | 1 | Pieces | USD | 41.73 | 41.73 | 2023-03-31 | FIP Engineering | Irwan Sopian | FIP Engineering | FIP-DOM-000-11304-OS00001-INA-000000 | PO Closed | GL2302017 | 2023-01-18 | 2023-01-20 | 2023-08-31
231750053-18 | 231750053 - Approved | 18 | O-18918-00 | Freeze Dryer MBE1207 - Oil Cooling Heat Exchanger B25THx20/1P-SC-S; SWEP; ; | 2 | Unit | USD | 403.18 | 806.36 | 2023-03-31 | FIP Engineering | Irwan Sopian | FIP Engineering | FIP-DOM-000-11304-OS00001-INA-000000 | PO Closed | GL2302017 | 2023-01-18 | 2023-01-20 | 2023-08-31
231750067-1 | 231750067 - Approved | 1 | O-51698-00 | OMRON - Relay MY4Z 24VDC; ; ; | 6 | Pieces | IDR | 128500 | 771000 | 2023-02-28 | FIP Engineering | Irwan Sopian | FIP Engineering | FIP-DOM-000-11304-OS00001-INA-000000 | PO Closed | GL2302062 | 2023-01-20 | 2023-01-24 | 2023-04-30
231750068-1 | 231750068 - Approved | 1 | Q-11000-00 | Jasa Perbaikan Gedung; ; ; - Untuk pekerjaan repair temua gempa Lt 3 (Ruang Goodman,Micro,QA) | 1 | Lot | IDR | 1350000 | 1350000 | 2023-02-14 | FIP General | Irwan Sopian | FIP Engineering | FIP-DOM-ENG-51502-0000000-INA-000000 | PO Closed | GL2302051 | 2023-01-20 | 2023-02-07 | 2023-03-02
231750068-2 | 231750068 - Approved | 2 | Q-11000-00 | Jasa Perbaikan Gedung; ; ; - Perbaikan Temuan Gempa LT 2 ( AHU, Water system dan Office ENG area) | 1 | Lot | IDR | 900000 | 900000 | 2023-02-14 | FIP General | Irwan Sopian | FIP Engineering | FIP-DOM-ENG-51502-0000000-INA-000000 | PO Closed | GL2302051 | 2023-01-20 | 2023-02-07 | 2023-03-02
231750068-3 | 231750068 - Approved | 3 | Q-11000-00 | Jasa Perbaikan Gedung; ; ; - Perbaikan Temuan Gempa Lt 1 Area Produksi (Loundry, Korridor, Staging, eashing dan Control room) | 1 | Lot | IDR | 2025000 | 2025000 | 2023-02-14 | FIP General | Irwan Sopian | FIP Engineering | FIP-DOM-ENG-51502-0000000-INA-000000 | PO Closed | GL2302051 | 2023-01-20 | 2023-02-07 | 2023-03-02
231750068-4 | 231750068 - Approved | 4 | Q-11000-00 | Jasa Perbaikan Gedung; ; ; - Untuk Repair mesh nyamuk Lt4 & Closing EJO Building | 1 | Lot | IDR | 675000 | 675000 | 2023-02-14 | FIP General | Irwan Sopian | FIP Engineering | FIP-DOM-ENG-51502-0000000-INA-000000 | PO Closed | GL2302051 | 2023-01-20 | 2023-02-07 | 2023-03-02
231750068-5 | 231750068 - Approved | 5 | Q-11000-00 | Jasa Perbaikan Gedung; ; ; - Untuk Repair Mesh Nyamuk dan Ganti Sealing Cerebong | 1 | Lot | IDR | 900000 | 900000 | 2023-02-14 | FIP General | Irwan Sopian | FIP Engineering | FIP-DOM-ENG-51502-0000000-INA-000000 | PO Closed | GL2302051 | 2023-01-20 | 2023-02-07 | 2023-03-02
231750069-1 | 231750069 - Approved | 1 | P-18500-00 | Pipa SS316 1 inch Sch20; ; ; | 3 | Pieces | IDR | 2749433 | 8248299 | 2023-02-21 | FIP Engineering | Irwan Sopian | FIP Engineering | FIP-DOM-000-11304-OS00001-INA-000000 | PO Closed | GL2302045 | 2023-01-20 | 2023-01-24 | 2023-03-05
231750069-2 | 231750069 - Approved | 2 | P-18501-00 | Elbow SS 316 1inch Sch20; ; ; | 5 | Pieces | IDR | 97200 | 486000 | 2023-02-21 | FIP Engineering | Irwan Sopian | FIP Engineering | FIP-DOM-000-11304-OS00001-INA-000000 | PO Closed | GL2302045 | 2023-01-20 | 2023-01-24 | 2023-03-05
231750070-1 | 231750070 - Approved | 1 | O-16647-00 | Washing RAR4 - Oring Silicone Merah 23x18x2.5 mm; ; ; | 30 | Pieces | IDR | 35000 | 1050000 | 2023-02-14 | FIP Engineering | Irwan Sopian | FIP Engineering | FIP-DOM-000-11304-OS00001-INA-000000 | PO Closed | GL2302057 | 2023-01-20 | 2023-01-24 | 2023-03-10
231750082-5 | 231750082 - Approved | 5 | O-16030-00 | 001292; Item Type : Dry box; 97800 Y 8.5 E4 5; Material : CSM; Shape : 97; Size : 8.5; Thickness (mm; ; ; | 10 | Unit | IDR | 1860265.56 | 18602655.55 | 2023-04-04 | FIP Engineering | Irwan Sopian | FIP Engineering | FIP-DOM-000-11304-OS00001-INA-000000 | PO Closed | GL2303003 | 2023-01-24 | 2023-02-07 | 2023-04-30
231750082-7 | 231750082 - Approved | 7 | O-16033-00 | Isolator Gloves E10330 Y 7 E4 4; 000156; Material : CSM; Shape : E10; Size : 7; Thickness (mm) : 4/1; ; ; | 30 | Unit | IDR | 1244079.87 | 37322396.16 | 2023-04-04 | FIP Engineering | Irwan Sopian | FIP Engineering | FIP-DOM-000-11304-OS00001-INA-000000 | PO Closed | GL2303003 | 2023-01-24 | 2023-02-07 | 2023-04-30
231750082-8 | 231750082 - Approved | 8 | O-16032-00 | Sleeves M200/90 Y 550 E4 Bt5/5 BJ;001643;Material : CSM; Shape : 200/90; Thickness (mm) : 4/10; Leng; ; ; | 30 | Unit | IDR | 1877268.71 | 56318061.3 | 2023-04-04 | FIP Engineering | Irwan Sopian | FIP Engineering | FIP-DOM-000-11304-OS00001-INA-000000 | PO Closed | GL2303003 | 2023-01-24 | 2023-02-07 | 2023-04-30
231750087-1 | 231750087 - Approved | 1 | Q-11000-00 | Jasa Perbaikan Gedung; ; ; - Kerja tambah untuk instalasi atau pengadaan Cubical toilet prosesing | 1 | Lot | IDR | 5090000 | 5090000 | 2023-03-07 | FIP General | Irwan Sopian | FIP Engineering | FIP-DOM-ENG-51502-0000000-INA-000000 | PO Closed | GL2303020 | 2023-01-26 | 2023-02-07 | 2023-03-25
231750088-1 | 231750088 - Approved | 1 | S-60002-00 | Jasa Perbaikan dan Pemeliharaan Mesin Utility - REWINDING MOTOR 2,2 KW 3 HP (Exhaust Fan C1-32) untuk SND 2 | 1 | Lot | IDR | 1668000 | 1668000 | 2023-03-07 | FIP General | Irwan Sopian | FIP Engineering | FIP-DOM-ENG-51508-0000000-INA-000000 | PO Closed | GL2303015 | 2023-01-26 | 2023-02-01 | 2023-04-05
231750088-2 | 231750088 - Approved | 2 | S-60002-00 | Jasa Perbaikan dan Pemeliharaan Mesin Utility - REWINDING MOTOR FAN 180 WATT MODEL BFS 300 FS 1450 RPM (Exhaust Fan Ruang Flammable WH) | 1 | Lot | IDR | 680000 | 680000 | 2023-03-07 | FIP General | Irwan Sopian | FIP Engineering | FIP-DOM-ENG-51508-0000000-INA-000000 | PO Closed | GL2303015 | 2023-01-26 | 2023-02-01 | 2023-04-05
231750089-1 | 231750089 - Approved | 1 | S-60002-00 | Jasa Perbaikan dan Pemeliharaan Mesin Utility - Repair Dudukan Ampoule Lab washer | 1 | Lot | IDR | 725000 | 725000 | 2023-03-07 | FIP General | Irwan Sopian | FIP Engineering | FIP-DOM-ENG-51508-0000000-INA-000000 | PO Closed | GL2303016 | 2023-01-26 | 2023-02-01 | 2023-03-22
231750089-2 | 231750089 - Approved | 2 | S-60002-00 | Jasa Perbaikan dan Pemeliharaan Mesin Utility - Repair Clamp untuk Vaccum FD IMA | 1 | Lot | IDR | 155000 | 155000 | 2023-03-07 | FIP General | Irwan Sopian | FIP Engineering | FIP-DOM-ENG-51508-0000000-INA-000000 | PO Closed | GL2303016 | 2023-01-26 | 2023-02-01 | 2023-03-22
231750090-1 | 231750090 - Approved | 1 | S-60002-00 | Jasa Perbaikan dan Pemeliharaan Mesin Utility - Modifikasi Cover Conveyor Washing | 1 | Lot | IDR | 1785000 | 1785000 | 2023-03-10 | FIP General | Irwan Sopian | FIP Engineering | FIP-DOM-ENG-51508-0000000-INA-000000 | PO Closed | GL2304040 | 2023-01-26 | 2023-02-07 | 2023-06-05
231750091-1 | 231750091 - Approved | 1 | O-18929-00 | Freeze Dryer MBE1207 - Compressor Filter Oil; ; ; | 2 | Pieces | USD | 79.42 | 158.84 | 2023-04-04 | FIP Engineering | Irwan Sopian | FIP Engineering | FIP-DOM-000-11304-OS00001-INA-000000 | PO Closed | GL2302017 | 2023-01-26 | 2023-02-06 | 2023-08-31
231750092-1 | 231750092 - Approved | 1 | O-52854-00 | Safety Sensor GG505S GIGA-4015-US; IFM; ; | 2 | Pieces | IDR | 2685000 | 5370000 | 2023-02-28 | FIP Engineering | Irwan Sopian | FIP Engineering | FIP-DOM-000-11304-OS00001-INA-000000 | PO Closed | GL2302055 | 2023-01-26 | 2023-02-06 | 2023-04-20
231750103-1 | 231750103 - Approved | 1 | P-51027-00 | Isolasi Kabel SCOTCH super 33+ size: 19 mmx20x0.177 mm ( vinyl electric tape ) Black 3M | 10 | Pieces | IDR | 40500 | 405000 | 2023-03-07 | FIP Engineering | Irwan Sopian | FIP Engineering | FIP-DOM-000-11304-OS00001-INA-000000 | PO Closed | GL2304004 | 2023-02-01 | 2023-02-06 | 2023-04-15
231750103-2 | 231750103 - Approved | 2 | P-52640-00 | Bola lampu 220 V 5 Watt for Cartoning Machine; ; ; | 10 | Pieces | IDR | 22500 | 225000 | 2023-03-07 | FIP Engineering | Irwan Sopian | FIP Engineering | FIP-DOM-000-11304-OS00001-INA-000000 | PO Closed | GL2303304 | 2023-02-01 | 2023-02-06 | 2023-04-05
231750104-1 | 231750104 - Approved | 1 | S-60002-00 | Jasa Perbaikan dan Pemeliharaan Mesin Utility - Maerial For Jasa Master Brake 55015042200 | 1 | Lot | IDR | 3750000 | 3750000 | 2023-03-14 | FIP General | Irwan Sopian | FIP Engineering | FIP-DOM-ENG-51508-0000000-INA-000000 | PO Closed | GL2303008 | 2023-02-01 | 2023-02-01 | 2023-03-22
231750104-2 | 231750104 - Approved | 2 | S-60002-00 | Jasa Perbaikan dan Pemeliharaan Mesin Utility - Jasa Bongkar pasang | 1 | Lot | IDR | 1000000 | 1000000 | 2023-03-21 | FIP General | Irwan Sopian | FIP Engineering | FIP-DOM-ENG-51508-0000000-INA-000000 | PO Closed | GL2303008 | 2023-02-01 | 2023-02-01 | 2023-03-22
231750108-1 | 231750108 - Approved | 1 | P-12420-00 | Hole saw u/ stainless stell dia 25 mm ex UNIKA | 1 | Pieces | IDR | 414000 | 414000 | 2023-03-14 | FIP Engineering | Irwan Sopian | FIP Engineering | FIP-DOM-000-11304-OS00001-INA-000000 | PO Closed | GL2302057 | 2023-02-02 | 2023-02-07 | 2023-03-14
231750108-2 | 231750108 - Approved | 2 | Q-10946-00 | Silicone Sealant N10 Light Grey; ; ; | 4 | Pieces | IDR | 65000 | 260000 | 2023-03-14 | FIP Engineering | Irwan Sopian | FIP Engineering | FIP-DOM-000-11304-OS00001-INA-000000 | PO Closed | GL2302057 | 2023-02-02 | 2023-02-07 | 2023-03-14
231750108-3 | 231750108 - Approved | 3 | O-18876-00 | Oring Silicone Merah 40.6x37x1.8 mm; ; ; | 5 | Pieces | IDR | 32500 | 162500 | 2023-03-14 | FIP Engineering | Irwan Sopian | FIP Engineering | FIP-DOM-000-11304-OS00001-INA-000000 | PO Closed | GL2302057 | 2023-02-02 | 2023-02-07 | 2023-03-14
231750109-1 | 231750109 - Approved | 1 | Q-10947-00 | Plastik Cor Bagunan; ; ; | 1 | Pieces | IDR | 250000 | 250000 | 2023-03-14 | FIP General | Irwan Sopian | FIP Engineering | FIP-DOM-ENG-51502-0000000-INA-000000 | PO Closed | GL2302057 | 2023-02-02 | 2023-02-07 | 2023-03-10
231750109-2 | 231750109 - Approved | 2 | S-60169-00 | Mangkok STAINLESS 304 Dia.16CM; ; ; | 1 | Pieces | IDR | 80000 | 80000 | 2023-03-14 | FIP General | Irwan Sopian | FIP Engineering | FIP-DOM-ENG-51502-0000000-INA-000000 | PO Closed | GL2302057 | 2023-02-02 | 2023-02-07 | 2023-03-10
231750109-3 | 231750109 - Approved | 3 | S-60170-00 | Mata Bor Diamond Glass 10 mm; ; ; | 1 | Pieces | IDR | 100000 | 100000 | 2023-03-14 | FIP General | Irwan Sopian | FIP Engineering | FIP-DOM-ENG-51504-0000000-INA-000000 | PO Closed | GL2302057 | 2023-02-02 | 2023-02-07 | 2023-03-10
231750110-1 | 231750110 - Approved | 1 | P-18067-00 | Lampu LED T5 120 CM 16 Watt 6000K; ; ; | 40 | Pieces | IDR | 100000 | 4000000 | 2023-03-17 | FIP Engineering | Irwan Sopian | FIP Engineering | FIP-DOM-000-11304-OS00001-INA-000000 | PO Closed | GL2303010 | 2023-02-02 | 2023-02-06 | 2023-04-05
231750125-1 | 231750125 - Approved | 1 | O-18870-00 | Oring Silicone Merah 18.4x13x2.7 mm; ; ; | 10 | Pieces | IDR | 5000 | 50000 | 2023-03-21 | FIP Engineering | Irwan Sopian | FIP Engineering | FIP-DOM-000-11304-OS00001-INA-000000 | PO Closed | GL2303048 | 2023-02-07 | 2023-02-09 | 2023-04-10
231750125-2 | 231750125 - Approved | 2 | O-18897-00 | Oring Silicone 50x39.4x5.3 mm; ; ; | 6 | Pieces | IDR | 60000 | 360000 | 2023-03-21 | FIP Engineering | Irwan Sopian | FIP Engineering | FIP-DOM-000-11304-OS00001-INA-000000 | PO Closed | GL2303048 | 2023-02-07 | 2023-02-09 | 2023-04-10
231750126-1 | 231750126 - Approved | 1 | P-52639-00 | ELCB 40A 4P; Schneider; ; | 1 | Pieces | IDR | 900000 | 900000 | 2023-03-21 | FIP Engineering | Irwan Sopian | FIP Engineering | FIP-DOM-000-11304-OS00001-INA-000000 | PO Closed | GL2303010 | 2023-02-07 | 2023-02-08 | 2023-04-05
231750127-1 | 231750127 - Approved | 1 | O-52859-00 | Temperature Controller - TK4S- 24RN 100-240 VAC AUTONICS; ; ; | 2 | Pieces | IDR | 810000 | 1620000 | 2023-03-14 | FIP Engineering | Irwan Sopian | FIP Engineering | FIP-DOM-000-11304-OS00001-INA-000000 | PO Closed | GL2302012 | 2023-02-07 | 2023-02-07 | 2023-02-28
231750144-1 | 231750144 - Approved | 1 | O-18120-00 | Capping VCM200 - Lock Nut Cramping; ; ; | 10 | Pieces | IDR | 447000 | 4470000 | 2023-03-28 | FIP Engineering | Irwan Sopian | FIP Engineering | FIP-DOM-000-11304-OS00001-INA-000000 | PO Closed | GL2303004 | 2023-02-14 | 2023-02-14 | 2023-03-28
231750144-2 | 231750144 - Approved | 2 | O-18961-00 | Capping VCM200 - Blade; ; ; | 10 | Pieces | IDR | 715000 | 7150000 | 2023-03-28 | FIP Engineering | Irwan Sopian | FIP Engineering | FIP-DOM-000-11304-OS00001-INA-000000 | PO Closed | GL2303004 | 2023-02-14 | 2023-02-14 | 2023-03-28
231750144-3 | 231750144 - Approved | 3 | O-18962-00 | Capping VCM200 - Adjuster Screw Blade; ; ; | 10 | Pieces | IDR | 460000 | 4600000 | 2023-03-28 | FIP Engineering | Irwan Sopian | FIP Engineering | FIP-DOM-000-11304-OS00001-INA-000000 | PO Closed | GL2303004 | 2023-02-14 | 2023-02-14 | 2023-03-28
231750144-4 | 231750144 - Approved | 4 | O-18963-00 | Capping VCM200 - Clamp Holder; ; ; | 10 | Pieces | IDR | 275000 | 2750000 | 2023-03-28 | FIP Engineering | Irwan Sopian | FIP Engineering | FIP-DOM-000-11304-OS00001-INA-000000 | PO Closed | GL2303004 | 2023-02-14 | 2023-02-14 | 2023-03-28
231750144-5 | 231750144 - Approved | 5 | O-18964-00 | Capping VCM200 - Clamp Holder; ; ; | 10 | Pieces | IDR | 612000 | 6120000 | 2023-03-28 | FIP Engineering | Irwan Sopian | FIP Engineering | FIP-DOM-000-11304-OS00001-INA-000000 | PO Closed | GL2303004 | 2023-02-14 | 2023-02-14 | 2023-03-28
231750144-6 | 231750144 - Approved | 6 | O-18965-00 | Capping VCM200 - Spring Head; ; ; | 10 | Pieces | IDR | 112000 | 1120000 | 2023-03-28 | FIP Engineering | Irwan Sopian | FIP Engineering | FIP-DOM-000-11304-OS00001-INA-000000 | PO Closed | GL2303004 | 2023-02-14 | 2023-02-14 | 2023-03-28
231750144-7 | 231750144 - Approved | 7 | O-18966-00 | Capping VCM200 - Ring Washer; ; ; | 10 | Pieces | IDR | 101000 | 1010000 | 2023-03-28 | FIP Engineering | Irwan Sopian | FIP Engineering | FIP-DOM-000-11304-OS00001-INA-000000 | PO Closed | GL2303004 | 2023-02-14 | 2023-02-14 | 2023-03-28
231750144-8 | 231750144 - Approved | 8 | O-18967-00 | Capping VCM200 - Washer A; ; ; | 10 | Pieces | IDR | 157000 | 1570000 | 2023-03-28 | FIP Engineering | Irwan Sopian | FIP Engineering | FIP-DOM-000-11304-OS00001-INA-000000 | PO Closed | GL2303004 | 2023-02-14 | 2023-02-14 | 2023-03-28
231750144-9 | 231750144 - Approved | 9 | O-18968-00 | Capping VCM200 - Washer B; ; ; | 10 | Pieces | IDR | 157000 | 1570000 | 2023-03-28 | FIP Engineering | Irwan Sopian | FIP Engineering | FIP-DOM-000-11304-OS00001-INA-000000 | PO Closed | GL2303004 | 2023-02-14 | 2023-02-14 | 2023-03-28
231750145-1 | 231750145 - Approved | 1 | O-18987-00 | Freeze Dryer MBE1207 - Oil Compressor RL 46H @5 Liter; EMKARATE; ; | 4 | Can | IDR | 2000000 | 8000000 | 2023-03-28 | FIP Engineering | Irwan Sopian | FIP Engineering | FIP-DOM-000-11304-OS00001-INA-000000 | PO Closed | GL2303007 | 2023-02-14 | 2023-02-14 | 2023-05-31
231750145-3 | 231750145 - Approved | 3 | P-18504-00 | Chemours - Freon 404A;; ; ; | 1 | Can | IDR | 2500000 | 2500000 | 2023-03-28 | FIP Engineering | Irwan Sopian | FIP Engineering | FIP-DOM-000-11304-OS00001-INA-000000 | PO Closed | GL2304013 | 2023-02-14 | 2023-02-14 | 2023-04-27
231750147-1 | 231750147 - Approved | 1 | P-12816-00 | Sock PVC AW dia 1 1/2inch | 5 | Pieces | IDR | 22500 | 112500 | 2023-03-14 | FIP Engineering | Irwan Sopian | FIP Engineering | FIP-DOM-000-11304-OS00001-INA-000000 | PO Closed | GL2303047 | 2023-02-14 | 2023-02-14 | 2023-04-03
231750147-2 | 231750147 - Approved | 2 | P-12881-00 | Tee PVC AW dia 1 1/2inch x 1 1/2inch | 5 | Pieces | IDR | 11500 | 57500 | 2023-03-14 | FIP Engineering | Irwan Sopian | FIP Engineering | FIP-DOM-000-11304-OS00001-INA-000000 | PO Closed | GL2303047 | 2023-02-14 | 2023-02-14 | 2023-04-03
231750147-3 | 231750147 - Approved | 3 | P-10857-00 | Fitting PVC - Elbow PVC 1 1/2" Rucika AW | 10 | Pieces | IDR | 17500 | 175000 | 2023-03-14 | FIP Engineering | Irwan Sopian | FIP Engineering | FIP-DOM-000-11304-OS00001-INA-000000 | PO Closed | GL2303047 | 2023-02-14 | 2023-02-14 | 2023-04-03
231750147-4 | 231750147 - Approved | 4 | P-12746-00 | RUCIKA - Pipa PVC AW dia 1 1/2inch | 3 | Pieces | IDR | 180000 | 540000 | 2023-03-14 | FIP Engineering | Irwan Sopian | FIP Engineering | FIP-DOM-000-11304-OS00001-INA-000000 | PO Closed | GL2303047 | 2023-02-14 | 2023-02-14 | 2023-04-03
231750151-1 | 231750151 - Approved | 1 | P-15903-00 | Freon Refrigerant Dupon Suva R507; ; ; | 3 | Unit | IDR | 3750000 | 11250000 | 2023-04-18 | FIP General | Irwan Sopian | FIP Engineering | FIP-DOM-ENG-51504-0000000-INA-000000 | PO Closed | GL2304013 | 2023-02-15 | 2023-02-17 | 2023-04-27
231750152-1 | 231750152 - Approved | 1 | T-20123-00 | Acquity PDA/TUV 2489/2998 Perf Main Kit (lampu HPLC); Waters; P/N 201000281; 1 pc | 2 | Pieces | IDR | 13757040 | 27514080 | 2023-03-14 | FIP General | Irwan Sopian | FIP Engineering | FIP-DOM-ENG-51505-0000000-INA-000000 | PO Closed | GL2302046 | 2023-02-16 | 2023-02-21 | 2023-03-17
231750152-2 | 231750152 - Approved | 2 | T-20139-00 | Pump, Vacuum, Degasser; Waters; PN : 700001352; 1 pc | 2 | Pieces | IDR | 14688000 | 29376000 | 2023-03-28 | FIP General | Irwan Sopian | FIP Engineering | FIP-DOM-ENG-51505-0000000-INA-000000 | PO Closed | GL2302046 | 2023-02-16 | 2023-02-21 | 2023-03-17
231750155-1 | 231750155 - Approved | 1 | S-60050-00 | Jasa Perbaikan dan Pemeliharaan Mesin Produksi; ; ; - Pekerjaan Welding Flange Shelf Bellow Mesin FD IMA | 1 | Pieces | IDR | 2400000 | 2400000 | 2023-03-21 | FIP General | Irwan Sopian | FIP Engineering | FIP-DOM-ENG-51504-0000000-INA-000000 | PO Closed | GL2303054 | 2023-02-16 | 2023-02-17 | 2023-04-25
231750161-1 | 231750161 - Approved | 1 | O-19003-00 | Misumi - Oil Free Bush JZF8-6; ; ; | 20 | Pieces | IDR | 33467 | 669340 | 2023-03-31 | FIP Engineering | Irwan Sopian | FIP Engineering | FIP-DOM-000-11304-OS00001-INA-000000 | PO Closed | GL2303005 | 2023-02-22 | 2023-02-23 | 2023-04-04
231750161-2 | 231750161 - Approved | 2 | O-19005-00 | Misumi - Linear Shaft PSFAA8-46-F11-P6-M3-N3; ; ; | 10 | Pieces | IDR | 157962 | 1579620 | 2023-03-31 | FIP Engineering | Irwan Sopian | FIP Engineering | FIP-DOM-000-11304-OS00001-INA-000000 | PO Closed | GL2303005 | 2023-02-22 | 2023-02-23 | 2023-04-05
231750162-1 | 231750162 - Approved | 1 | P-18556-00 | Baut L SS 304 Uk. M3 x 10 mm; ; ; | 30 | Pieces | IDR | 900 | 27000 | 2023-03-31 | FIP Engineering | Irwan Sopian | FIP Engineering | FIP-DOM-000-11304-OS00001-INA-000000 | PO Closed | GL2303006 | 2023-02-22 | 2023-02-23 | 2023-03-15
231750162-2 | 231750162 - Approved | 2 | P-18555-00 | Baut L SS 304 Uk. M3 x 6 mm; ; ; | 30 | Pieces | IDR | 900 | 27000 | 2023-03-08 | FIP Engineering | Irwan Sopian | FIP Engineering | FIP-DOM-000-11304-OS00001-INA-000000 | PO Closed | GL2303006 | 2023-02-22 | 2023-02-23 | 2023-03-15
231750162-3 | 231750162 - Approved | 3 | P-18554-00 | Baut Hexagonal SS 304 Uk. M4 x 8; ; ; | 30 | Pieces | IDR | 1080 | 32400 | 2023-03-31 | FIP Engineering | Irwan Sopian | FIP Engineering | FIP-DOM-000-11304-OS00001-INA-000000 | PO Closed | GL2303006 | 2023-02-22 | 2023-02-23 | 2023-03-15
231750162-4 | 231750162 - Approved | 4 | P-18557-00 | Snap Ring Dalam SS 304 Uk. 19 mm; ; ; | 30 | Pieces | IDR | 7200 | 216000 | 2023-03-31 | FIP Engineering | Irwan Sopian | FIP Engineering | FIP-DOM-000-11304-OS00001-INA-000000 | PO Closed | GL2303006 | 2023-02-22 | 2023-02-23 | 2023-03-15
231750163-1 | 231750163 - Approved | 1 | O-52869-00 | Signal Isolator SUP-503H Input : 3 x PT100 Output: 4...20 mA Supply: 24 VDC; Supmea; ; | 2 | Pieces | IDR | 1700000 | 3400000 | 2023-03-31 | FIP Engineering | Irwan Sopian | FIP Engineering | FIP-DOM-000-11304-OS00001-INA-000000 | PO Closed | GL2303053 | 2023-02-22 | 2023-03-02 | 2023-03-31
231750164-1 | 231750164 - Approved | 1 | O-52868-00 | Auto Switch D-A93L SMC; ; ; | 2 | Pieces | IDR | 275100 | 550200 | 2023-04-04 | FIP Engineering | Irwan Sopian | FIP Engineering | FIP-DOM-000-11304-OS00001-INA-000000 | PO Closed | GL2303055 | 2023-02-22 | 2023-02-23 | 2023-04-06
231750165-1 | 231750165 - Approved | 1 | P-18546-00 | Constan Air Volume EN 200x100 with Flow Scale 0-600 CMH; TROX; ; | 2 | Pieces | USD | 425 | 850 | 2023-04-28 | FIP Engineering | Irwan Sopian | FIP Engineering | FIP-DOM-000-11304-OS00001-INA-000000 | PO Closed | GL2303060 | 2023-02-22 | 2023-02-23 | 2023-06-15
231750167-1 | 231750167 - Approved | 1 | S-60002-00 | Jasa Perbaikan dan Pemeliharaan Mesin Utility - Biaya Service Dan Kalibrasi/Ejust, Polarimeter AP 300,Atago, S/n.134142N | 1 | Lot | IDR | 3000000 | 3000000 | 2023-04-19 | FIP General | Irwan Sopian | FIP Engineering | FIP-DOM-ENG-51508-0000000-INA-000000 | PO Closed | GL2305031 | 2023-02-23 | 2023-04-03 | 2023-08-30
231750167-2 | 231750167 - Approved | 2 | S-60002-00 | Jasa Perbaikan dan Pemeliharaan Mesin Utility - Material For Jasa Hallogen Lamp: RE-74806 | 1 | Lot | IDR | 8500000 | 8500000 | 2023-04-19 | FIP General | Irwan Sopian | FIP Engineering | FIP-DOM-ENG-51508-0000000-INA-000000 | PO Closed | GL2305031 | 2023-02-23 | 2023-04-03 | 2023-08-30
231750167-3 | 231750167 - Approved | 3 | S-60002-00 | Jasa Perbaikan dan Pemeliharaan Mesin Utility - Material for Jasa | 1 | Lot | IDR | 8500000 | 8500000 | 2023-04-19 | FIP General | Irwan Sopian | FIP Engineering | FIP-DOM-ENG-51508-0000000-INA-000000 | PO Closed | GL2305031 | 2023-02-23 | 2023-04-03 | 2023-08-30
231750173-1 | 231750173 - Approved | 1 | P-12764-00 | Silicone gasket for ferrule dia 1/2inch Taiwan | 15 | Pieces | IDR | 8000 | 120000 | 2023-04-04 | FIP Engineering | Irwan Sopian | FIP Engineering | FIP-DOM-000-11304-OS00001-INA-000000 | PO Closed | GL2303304 | 2023-03-01 | 2023-03-02 | 2023-04-05
231750173-2 | 231750173 - Approved | 2 | P-14379-00 | Gasket 3/4" /EPDM; ; ; | 15 | Pieces | IDR | 6400 | 96000 | 2023-04-04 | FIP Engineering | Irwan Sopian | FIP Engineering | FIP-DOM-000-11304-OS00001-INA-000000 | PO Closed | GL2303304 | 2023-03-01 | 2023-03-02 | 2023-04-05
231750173-3 | 231750173 - Approved | 3 | O-14639-00 | EPDM Gasket for Ferrule dia. 1/2 | 15 | Pieces | IDR | 8100 | 121500 | 2023-04-04 | FIP Engineering | Irwan Sopian | FIP Engineering | FIP-DOM-000-11304-OS00001-INA-000000 | PO Closed | GL2303304 | 2023-03-01 | 2023-03-02 | 2023-04-05
231750173-4 | 231750173 - Approved | 4 | O-14640-00 | Silicone Gasket for Ferrule dia. 3/4" - P/N : - pc | 15 | Pieces | IDR | 12000 | 180000 | 2023-04-04 | FIP Engineering | Irwan Sopian | FIP Engineering | FIP-DOM-000-11304-OS00001-INA-000000 | PO Closed | GL2303304 | 2023-03-01 | 2023-03-02 | 2023-04-05
231750173-5 | 231750173 - Approved | 5 | O-15492-00 | SPA 1132 Brand : Optibelt / Bando Merah - P/N : - pc | 4 | Pieces | IDR | 40000 | 160000 | 2023-04-04 | FIP Engineering | Irwan Sopian | FIP Engineering | FIP-DOM-000-11304-OS00001-INA-000000 | PO Closed | GL2302053 | 2023-03-01 | 2023-03-02 | 2023-04-30
231750173-6 | 231750173 - Approved | 6 | O-15489-00 | SPA 1120 Brand : Optibelt / Bando Merah; Optibelt; ; | 4 | Pieces | IDR | 99200 | 396800 | 2023-03-15 | FIP Engineering | Irwan Sopian | FIP Engineering | FIP-DOM-000-11304-OS00001-INA-000000 | PO Closed | GL2302053 | 2023-03-01 | 2023-03-02 | 2023-04-30
231750173-7 | 231750173 - Approved | 7 | P-17830-00 | Cleaner Stainless Stell & Polish; 3M; ; | 2 | Can | IDR | 215000 | 430000 | 2023-04-11 | FIP Engineering | Irwan Sopian | FIP Engineering | FIP-DOM-000-11304-OS00001-INA-000000 | PO Closed | GL2303304 | 2023-03-01 | 2023-03-02 | 2023-04-05
231750183-1 | 231750183 - Approved | 1 | P-52662-00 | Temperature Controller - TK4S- 14SN 100-240 VAC AUTONICS; ; ; | 2 | Pieces | IDR | 646000 | 1292000 | 2023-04-04 | FIP Engineering | Irwan Sopian | FIP Engineering | FIP-DOM-000-11304-OS00001-INA-000000 | PO Closed | GL2303056 | 2023-03-03 | 2023-03-06 | 2023-04-06
231750183-2 | 231750183 - Approved | 2 | P-52663-00 | Solid State Relay 3-32 VDC 24-330 VAC 40 A; ; ; | 2 | Pieces | IDR | 205000 | 410000 | 2023-04-11 | FIP Engineering | Irwan Sopian | FIP Engineering | FIP-DOM-000-11304-OS00001-INA-000000 | PO Closed | GL2303057 | 2023-03-03 | 2023-03-06 | 2023-09-15
231750183-3 | 231750183 - Approved | 3 | O-52878-00 | Heat Sink untuk SSR; Fotex; ; | 1 | Pieces | IDR | 135000 | 135000 | 2023-04-11 | FIP Engineering | Irwan Sopian | FIP Engineering | FIP-DOM-000-11304-OS00001-INA-000000 | PO Closed | GL2303057 | 2023-03-03 | 2023-03-06 | 2023-09-15
231750185-1 | 231750185 - Approved | 1 | Q-10128-00 | Thinner Super End/Impala | 5 | Pieces | IDR | 178000 | 890000 | 2023-04-05 | FIP Engineering | Irwan Sopian | FIP Engineering | FIP-DOM-000-11304-OS00001-INA-000000 | PO Closed | GL2303059 | 2023-03-06 | 2023-03-09 | 2023-04-11
231750185-2 | 231750185 - Approved | 2 | Q-54128-00 | Kuas uk. 2.5 inch; No Brand; ; pack size per pc | 5 | Pieces | IDR | 15000 | 75000 | 2023-04-11 | FIP Engineering | Irwan Sopian | FIP Engineering | FIP-DOM-000-11304-OS00001-INA-000000 | PO Closed | GL2303059 | 2023-03-06 | 2023-03-09 | 2023-04-11
231750194-1 | 231750194 - Approved | 1 | O-19039-00 | Vent Filter Feed Water Tank; KA1V002PV3; KP 1 Emflon II Capsule 0.2 m; KLEENPAK; ; ; | 2 | Pieces | IDR | 4500000 | 9000000 | 2023-04-28 | FIP Engineering | Irwan Sopian | FIP Engineering | FIP-DOM-000-11304-OS00001-INA-000000 | PO Closed | GL2303058 | 2023-03-09 | 2023-03-09 | 2023-06-16
231750201-1 | 231750201 - Approved | 1 | Q-10249-00 | Lem Power Glue; ; ; | 10 | Pieces | IDR | 4050 | 40500 | 2023-04-18 | FIP Engineering | Irwan Sopian | FIP Engineering | FIP-DOM-000-11304-OS00001-INA-000000 | PO Closed | GL2303059 | 2023-03-13 | 2023-03-13 | 2023-04-11
231750201-2 | 231750201 - Approved | 2 | P-50491-00 | Relay / MY2N / 24 VDC OMRON | 10 | Pieces | IDR | 26000 | 260000 | 2023-04-18 | FIP Engineering | Irwan Sopian | FIP Engineering | FIP-DOM-000-11304-OS00001-INA-000000 | PO Closed | GL2303061 | 2023-03-13 | 2023-03-13 | 2023-04-12
231750202-1 | 231750202 - Approved | 1 | R-20001-00 | Change Parts Machine - Screw Compressor MHS22H1290SSC Bare type MYCOM | 1 | Unit | IDR | 443251602 | 443251602 | 2023-05-16 | FIP General | Kristiawan Sakti Winarno | FIP Engineering | FIP-DOM-ENG-13404-MCNB231-INA-000000 | PO Closed | GL2305002 | 2023-03-13 | 2023-03-24 | 2023-06-20
231750205-1 | 231750205 - Approved | 1 | P-12942-00 | Water Mur PVC dia 1inch | 4 | Pieces | IDR | 52200 | 208800 | 2023-04-18 | FIP Engineering | Irwan Sopian | FIP Engineering | FIP-DOM-000-11304-OS00001-INA-000000 | PO Closed | GL2303050 | 2023-03-14 | 2023-03-15 | 2023-04-06
231750205-2 | 231750205 - Approved | 2 | P-12803-00 | Sock Drat dalam PVC AW dia 1 inch | 2 | Pieces | IDR | 5000 | 10000 | 2023-04-18 | FIP Engineering | Irwan Sopian | FIP Engineering | FIP-DOM-000-11304-OS00001-INA-000000 | PO Closed | GL2303050 | 2023-03-14 | 2023-03-15 | 2023-04-06
231750205-3 | 231750205 - Approved | 3 | P-12944-00 | Water mur PVC dia 2inch | 10 | Pieces | IDR | 58000 | 580000 | 2023-04-11 | FIP Engineering | Irwan Sopian | FIP Engineering | FIP-DOM-000-11304-OS00001-INA-000000 | PO Closed | GL2303050 | 2023-03-14 | 2023-03-15 | 2023-04-06
231750205-4 | 231750205 - Approved | 4 | P-10892-00 | Fitting PVC - SDL PVC 1" | 3 | Pieces | IDR | 3000 | 9000 | 2023-04-18 | FIP Engineering | Irwan Sopian | FIP Engineering | FIP-DOM-000-11304-OS00001-INA-000000 | PO Closed | GL2303050 | 2023-03-14 | 2023-03-15 | 2023-04-06
231750205-5 | 231750205 - Approved | 5 | P-12749-00 | RUCIKA - Pipa PVC AW dia 1inch | 6 | Pieces | IDR | 75500 | 453000 | 2023-04-18 | FIP Engineering | Irwan Sopian | FIP Engineering | FIP-DOM-000-11304-OS00001-INA-000000 | PO Closed | GL2303050 | 2023-03-14 | 2023-03-15 | 2023-04-06
231750205-6 | 231750205 - Approved | 6 | P-12470-00 | Lem PVC Isarplas 300 gr/kaleng | 3 | Pieces | IDR | 57500 | 172500 | 2023-04-18 | FIP Engineering | Irwan Sopian | FIP Engineering | FIP-DOM-000-11304-OS00001-INA-000000 | PO Closed | GL2303050 | 2023-03-14 | 2023-03-15 | 2023-04-06
231750205-7 | 231750205 - Approved | 7 | P-13259-00 | Sock Drat dalam SS 304 dia 1 inch | 2 | Pieces | IDR | 55000 | 110000 | 2023-04-18 | FIP Engineering | Irwan Sopian | FIP Engineering | FIP-DOM-000-11304-OS00001-INA-000000 | PO Closed | GL2303050 | 2023-03-14 | 2023-03-15 | 2023-04-06
231750207-1 | 231750207 - Approved | 1 | P-10945-00 | Insulation - Seal Tape onda | 10 | Pieces | IDR | 5000 | 50000 | 2023-04-18 | FIP General | Irwan Sopian | FIP Engineering | FIP-DOM-ENG-51404-OS00001-INA-000000 | PO Closed | GL2303050 | 2023-03-14 | 2023-03-15 | 2023-04-06
231750207-2 | 231750207 - Approved | 2 | P-10342-00 | Alat potong - mata gergaji | 5 | Pieces | IDR | 19500 | 97500 | 2023-04-18 | FIP General | Irwan Sopian | FIP Engineering | FIP-DOM-ENG-51404-OS00001-INA-000000 | PO Closed | GL2303050 | 2023-03-14 | 2023-03-15 | 2023-04-06
231750207-3 | 231750207 - Approved | 3 | P-12185-00 | Elbow PVC AW 90 deg dia 1inch | 15 | Pieces | IDR | 5000 | 75000 | 2023-04-18 | FIP General | Irwan Sopian | FIP Engineering | FIP-DOM-ENG-51404-OS00001-INA-000000 | PO Closed | GL2303050 | 2023-03-14 | 2023-03-15 | 2023-04-06
231750207-4 | 231750207 - Approved | 4 | P-12751-00 | RUCIKA - Pipa PVC AW dia 2 inch Warna Abu-Abu | 1 | Pieces | IDR | 184000 | 184000 | 2023-04-18 | FIP General | Irwan Sopian | FIP Engineering | FIP-DOM-ENG-51404-OS00001-INA-000000 | PO Closed | GL2303050 | 2023-03-14 | 2023-03-15 | 2023-04-06
231750210-1 | 231750210 - Approved | 1 | O-51986-00 | Flow Switch 1inch 220V; ; ; | 2 | Pieces | IDR | 198000 | 396000 | 2023-04-18 | FIP Engineering | Irwan Sopian | FIP Engineering | FIP-DOM-000-11304-OS00001-INA-000000 | PO Closed | GL2303052 | 2023-03-15 | 2023-03-21 | 2023-04-04
231750217-1 | 231750217 - Approved | 1 | O-52882-00 | Video Jet - Sensor C2DM-11N; ; ; | 2 | Pieces | IDR | 1000000 | 2000000 | 2023-04-25 | FIP Engineering | Irwan Sopian | FIP Engineering | FIP-DOM-000-11304-OS00001-INA-000000 | PO Closed | GL2304038 | 2023-03-16 | 2023-03-27 | 2023-07-05
231750218-1 | 231750218 - Approved | 1 | P-18572-00 | Flow assembly for electrodes ORP type 462 5020-40; JUMO; ; | 1 | Pieces | IDR | 8300000 | 8300000 | 2023-04-25 | FIP Engineering | Irwan Sopian | FIP Engineering | FIP-DOM-000-11304-OS00001-INA-000000 | PO Closed | GL2303053 | 2023-03-16 | 2023-03-21 | 2023-04-25
231750218-2 | 231750218 - Approved | 2 | P-52694-00 | ORP Transmitter (Field mounted) Type: 202551/05-8-01-4-0-00-25/000; JUMO; ; | 1 | Pieces | IDR | 16000000 | 16000000 | 2023-04-25 | FIP Engineering | Irwan Sopian | FIP Engineering | FIP-DOM-000-11304-OS00001-INA-000000 | PO Closed | GL2303053 | 2023-03-16 | 2023-03-21 | 2023-04-25
231750218-3 | 231750218 - Approved | 3 | P-52695-00 | ORP Electrode Type: 201027/10-22-07-82-120/000; JUMO; ; | 1 | Pieces | IDR | 4800000 | 4800000 | 2023-04-25 | FIP Engineering | Irwan Sopian | FIP Engineering | FIP-DOM-000-11304-OS00001-INA-000000 | PO Closed | GL2303053 | 2023-03-16 | 2023-03-21 | 2023-04-25
231750218-4 | 231750218 - Approved | 4 | P-52696-00 | ORP Cable Type: 202990/02; JUMO; ; | 1 | Pieces | IDR | 1600000 | 1600000 | 2023-04-25 | FIP Engineering | Irwan Sopian | FIP Engineering | FIP-DOM-000-11304-OS00001-INA-000000 | PO Closed | GL2303053 | 2023-03-16 | 2023-03-21 | 2023-04-25
231750219-1 | 231750219 - Approved | 1 | S-10870-00 | Cermin; ; ; - Kaca Cermin 5mm 350 x 1000mm befel 1,5cm 4 lubang +scrup | 2 | Pieces | IDR | 487500 | 975000 | 2023-04-25 | FIP General | Irwan Sopian | FIP Engineering | FIP-DOM-ENG-51404-0000000-INA-000000 | PO Closed | GL2303052 | 2023-03-20 | 2023-03-23 | 2023-04-04
231750224-1 | 231750224 - Approved | 1 | O-15911-00 | Fedegari FVA2/A1 - TAPPO DN35 ASTM; Code : PM102749; ; ; | 5 | Unit | IDR | 729247.65 | 3646238.23 | 2023-05-26 | FIP Engineering | Irwan Sopian | FIP Engineering | FIP-DOM-000-11304-OS00001-INA-000000 | PO Closed | GL2304039 | 2023-03-24 | 2023-03-28 | 2023-08-15
231750224-2 | 231750224 - Approved | 2 | O-50831-00 | Autoclave Fedegari FOF / 6 AC - P/N. CD240005 Pressure Switch PS3-AJR 0.8-1.1; ; ; | 3 | Pieces | IDR | 1393972.48 | 4181917.44 | 2023-05-26 | FIP Engineering | Irwan Sopian | FIP Engineering | FIP-DOM-000-11304-OS00001-INA-000000 | PO Closed | GL2304039 | 2023-03-24 | 2023-03-28 | 2023-08-15
231750224-3 | 231750224 - Approved | 3 | O-16732-00 | Autoclave Fedegari FVA2/A1 NB2963AT - KIT Ricambi Valv. DN10 ON-OFF FEDEGARI ASIA PTE LTD P/N : KS000025 pc | 10 | Pieces | IDR | 116763.73 | 1167637.27 | 2023-05-26 | FIP Engineering | Irwan Sopian | FIP Engineering | FIP-DOM-000-11304-OS00001-INA-000000 | PO Closed | GL2304039 | 2023-03-24 | 2023-03-28 | 2023-08-15
231750224-4 | 231750224 - Approved | 4 | O-16731-00 | Autoclave Fedegari FVA2/A1 NB2963AT - KIT Ricambi Valv. DN10 ON-OFF FEDEGARI ASIA PTE LTD P/N : KK000301 pc | 10 | Pieces | IDR | 595658.43 | 5956584.32 | 2023-05-26 | FIP Engineering | Irwan Sopian | FIP Engineering | FIP-DOM-000-11304-OS00001-INA-000000 | PO Closed | GL2304039 | 2023-03-24 | 2023-03-28 | 2023-08-15
231750224-5 | 231750224 - Approved | 5 | O-18694-00 | Autoclave Fedegari FVA2/A1 NB2963AT - DN22 Blind CAP P/N: PM102748; ; ; | 3 | Pieces | EUR | 28.87 | 86.61 | 2023-05-26 | FIP Engineering | Irwan Sopian | FIP Engineering | FIP-DOM-000-11304-OS00001-INA-000000 | PO Closed | GL2304039 | 2023-03-24 | 2023-03-28 | 2023-08-15
231750224-6 | 231750224 - Approved | 6 | O-18693-00 | Autoclave Fedegari FVA2/A1 NB2963AT - DN16 Blind CAP P/N:PM102747; ; ; | 3 | Pieces | EUR | 36.54 | 109.62 | 2023-05-26 | FIP Engineering | Irwan Sopian | FIP Engineering | FIP-DOM-000-11304-OS00001-INA-000000 | PO Closed | GL2304039 | 2023-03-24 | 2023-03-28 | 2023-08-15
231750224-7 | 231750224 - Approved | 7 | O-18692-00 | Autoclave Fedegari FVA2/A1 NB2963AT - DN10 Blind CAP P/N: PM102746; ; ; | 3 | Pieces | IDR | 28.87 | 86.61 | 2023-05-26 | FIP Engineering | Irwan Sopian | FIP Engineering | FIP-DOM-000-11304-OS00001-INA-000000 | PO Closed | GL2304039 | 2023-03-24 | 2023-03-28 | 2023-08-15
231750224-8 | 231750224 - Approved | 8 | O-18691-00 | Autoclave Fedegari FVA2/A1 NB2963AT - DN6 Blind CAP P/N: PM101233; ; ; | 3 | Pieces | EUR | 24.37 | 73.11 | 2023-05-26 | FIP Engineering | Irwan Sopian | FIP Engineering | FIP-DOM-000-11304-OS00001-INA-000000 | PO Closed | GL2304039 | 2023-03-24 | 2023-03-28 | 2023-08-15
231750224-9 | 231750224 - Approved | 9 | O-18690-00 | Autoclave Fedegari FVA2/A1 NB2963AT - DN48/DN50 CLAMP P/N: GM100049; ; ; | 5 | Pieces | EUR | 33.81 | 169.05 | 2023-05-26 | FIP Engineering | Irwan Sopian | FIP Engineering | FIP-DOM-000-11304-OS00001-INA-000000 | PO Closed | GL2304039 | 2023-03-24 | 2023-03-28 | 2023-08-15
231750224-10 | 231750224 - Approved | 10 | O-18688-00 | Autoclave Fedegari FVA2/A1 NB2963AT - DN20/DN22 CLAMP P/N: GM100067; ; ; | 5 | Pieces | EUR | 27.08 | 135.4 | 2023-05-26 | FIP Engineering | Irwan Sopian | FIP Engineering | FIP-DOM-000-11304-OS00001-INA-000000 | PO Closed | GL2304039 | 2023-03-24 | 2023-03-28 | 2023-08-15
231750224-11 | 231750224 - Approved | 11 | O-18687-00 | Autoclave Fedegari FVA2/A1 NB2963AT - DN10/DN16 CLAMP P/N: GM100017; ; ; | 8 | Pieces | EUR | 27.08 | 216.64 | 2023-05-26 | FIP Engineering | Irwan Sopian | FIP Engineering | FIP-DOM-000-11304-OS00001-INA-000000 | PO Closed | GL2304039 | 2023-03-24 | 2023-03-28 | 2023-08-15
231750224-12 | 231750224 - Approved | 12 | O-18686-00 | Autoclave Fedegari FVA2/A1 NB2963AT - DN6-8 CLAMP P/N: GM100029; ; ; | 3 | Pieces | EUR | 27.08 | 81.24 | 2023-05-26 | FIP Engineering | Irwan Sopian | FIP Engineering | FIP-DOM-000-11304-OS00001-INA-000000 | PO Closed | GL2304039 | 2023-03-24 | 2023-03-28 | 2023-08-15
231750228-1 | 231750228 - Approved | 1 | S-60050-00 | Jasa Perbaikan dan Pemeliharaan Mesin Produksi; ; ; - PROGRAMMING PLC & Upgrade Inverter dari micro master ke Sinamic | 1 | Pieces | IDR | 16667000 | 16667000 | 2023-05-26 | FIP General | Irwan Sopian | FIP Engineering | FIP-DOM-ENG-51504-0000000-INA-000000 | PO Closed | GL2305001 | 2023-03-25 | 2023-03-29 | 2023-06-05
231750228-2 | 231750228 - Approved | 2 | S-60050-00 | Jasa Perbaikan dan Pemeliharaan Mesin Produksi; ; ; - Materian For Jasa 1. SINAMICS Power Module PM240-2 0.37 KW 2. SINAMIC G120 Control Unit CU250S-2 3. Basic Operator Panel (BOP-2) G120 Sinamatic2 | 1 | Pieces | IDR | 10684000 | 10684000 | 2023-05-26 | FIP General | Irwan Sopian | FIP Engineering | FIP-DOM-ENG-51504-0000000-INA-000000 | PO Closed | GL2305001 | 2023-03-25 | 2023-03-29 | 2023-06-05
231750229-1 | 231750229 - Approved | 1 | R-50000-00 | Furnitures - KURSI KANTOR CHAIRMAN (SC 309) HITAM | 8 | Unit | IDR | 700000 | 5600000 | 2023-05-16 | FIP General | Irwan Sopian | FIP Engineering | FIP-DOM-ENG-13406-FR23009-INA-000000 | PO Closed | GL2305045 | 2023-03-25 | 2023-03-29 | 2023-07-11
231750230-1 | 231750230 - Approved | 1 | Q-10489-00 | AM 54 CAIRAN; ; ; Can | 2 | Can | IDR | 33000 | 66000 | 2023-04-11 | FIP General | Irwan Sopian | FIP Engineering | FIP-DOM-ENG-51502-0000000-INA-000000 | PO Closed | GL2304001 | 2023-03-27 | 2023-04-03 | 2023-04-11
231750230-2 | 231750230 - Approved | 2 | Q-10475-00 | Cat Tembok; ; ; - Cat Dulux Ambiance Brilliant White @ 20 Ltr | 4 | Can | IDR | 2382500 | 9530000 | 2023-04-11 | FIP General | Irwan Sopian | FIP Engineering | FIP-DOM-ENG-51502-0000000-INA-000000 | PO Closed | GL2304001 | 2023-03-27 | 2023-04-03 | 2023-04-11
231750230-3 | 231750230 - Approved | 3 | Q-10475-00 | Cat Tembok; ; ; - Cat Dulux Catylax Brilliant White @ 20 Ltr | 4 | Can | IDR | 935000 | 3740000 | 2023-04-11 | FIP General | Irwan Sopian | FIP Engineering | FIP-DOM-ENG-51502-0000000-INA-000000 | PO Closed | GL2304001 | 2023-03-27 | 2023-04-03 | 2023-04-11
231750230-4 | 231750230 - Approved | 4 | Q-60026-00 | Kuas Eterna 2 | 20 | Pieces | IDR | 11000 | 220000 | 2023-04-11 | FIP General | Irwan Sopian | FIP Engineering | FIP-DOM-ENG-51404-0000000-INA-000000 | PO Closed | GL2304001 | 2023-03-27 | 2023-04-03 | 2023-04-11
231750230-5 | 231750230 - Approved | 5 | Q-10947-00 | Plastik Cor Bagunan; ; ; | 1 | Pieces | IDR | 250000 | 250000 | 2023-04-11 | FIP General | Irwan Sopian | FIP Engineering | FIP-DOM-ENG-51502-0000000-INA-000000 | PO Closed | GL2304001 | 2023-03-27 | 2023-04-03 | 2023-04-11
231750230-6 | 231750230 - Approved | 6 | Q-10967-00 | Nat Keramik AM 53 Cream Lotus; ; ; | 5 | Pieces | IDR | 26000 | 130000 | 2023-04-11 | FIP General | Irwan Sopian | FIP Engineering | FIP-DOM-ENG-51502-0000000-INA-000000 | PO Closed | GL2304001 | 2023-03-27 | 2023-04-03 | 2023-04-11
231750231-1 | 231750231 - Approved | 1 | Q-10817-00 | Door Closer Type: TS77 Hold Open; DORMA; ; | 3 | Pieces | IDR | 450000 | 1350000 | 2023-04-10 | FIP Engineering | Irwan Sopian | FIP Engineering | FIP-DOM-000-11304-OS00001-INA-000000 | PO Closed | GL2303059 | 2023-03-27 | 2023-03-27 | 2023-04-11
231750231-2 | 231750231 - Approved | 2 | Q-10154-00 | Roller cat 230mm | 15 | Pieces | IDR | 55000 | 825000 | 2023-04-10 | FIP Engineering | Irwan Sopian | FIP Engineering | FIP-DOM-000-11304-OS00001-INA-000000 | PO Closed | GL2303059 | 2023-03-27 | 2023-03-27 | 2023-04-11
231750231-3 | 231750231 - Approved | 3 | Q-10172-00 | Polyfloor PFT-213 Light blue @ 20 KG | 2 | Pieces | IDR | 2036136.36 | 4072272.72 | 2023-04-10 | FIP Engineering | Irwan Sopian | FIP Engineering | FIP-DOM-000-11304-OS00001-INA-000000 | PO Closed | GL2309016 | 2023-03-27 | 2023-03-27 | 2023-10-03
231750231-4 | 231750231 - Approved | 4 | Q-10153-00 | Roller cat 110mm | 15 | Pieces | IDR | 12000 | 180000 | 2023-04-10 | FIP Engineering | Irwan Sopian | FIP Engineering | FIP-DOM-000-11304-OS00001-INA-000000 | PO Closed | GL2303059 | 2023-03-27 | 2023-03-27 | 2023-04-11
231750231-5 | 231750231 - Approved | 5 | Q-10128-00 | Thinner Super End/Impala | 3 | Pieces | IDR | 178000 | 534000 | 2023-04-10 | FIP Engineering | Irwan Sopian | FIP Engineering | FIP-DOM-000-11304-OS00001-INA-000000 | PO Closed | GL2303059 | 2023-03-27 | 2023-03-27 | 2023-04-11
231750234-1 | 231750234 - Approved | 1 | R-61000-00 | Office Equipments - AC DAIKIN THAILAND 1 PK- FTC25NV14 | 1 | Unit | IDR | 6823000 | 6823000 | 2023-06-30 | FIP General | Kristiawan Sakti Winarno | FIP Engineering | FIP-DOM-ENG-13405-EQ23029-INA-000000 | PO Closed | GL2307045 | 2023-03-27 | 2023-06-22 | 2023-08-10
231750235-1 | 231750235 - Approved | 1 | P-52709-00 | Pressure Transmitter TPS30-G27AR2-00 AUTONICS; ; ; | 1 | Pieces | IDR | 1704800 | 1704800 | 2023-04-25 | FIP Engineering | Irwan Sopian | FIP Engineering | FIP-DOM-000-11304-OS00001-INA-000000 | PO Closed | GL2304011 | 2023-03-28 | 2023-03-31 | 2023-06-10
231750235-2 | 231750235 - Approved | 2 | P-52731-00 | Spliter CN-6100-C2 AUTONICS; ; ; | 1 | Pieces | IDR | 1932000 | 1932000 | 2023-04-25 | FIP Engineering | Irwan Sopian | FIP Engineering | FIP-DOM-000-11304-OS00001-INA-000000 | PO Closed | GL2304011 | 2023-03-28 | 2023-03-31 | 2023-04-25
231750238-1 | 231750238 - Approved | 1 | O-19076-00 | cRABS Z064CR - Vibrating Screen 15 Micron (510x725mm) x (540x770mm) + Frame 3mm Material: SS316; ; ; | 1 | Pieces | IDR | 5900000 | 5900000 | 2023-04-28 | FIP Engineering | Irwan Sopian | FIP Engineering | FIP-DOM-000-11304-OS00001-INA-000000 | PO Closed | GL2304049 | 2023-04-03 | 2023-04-03 | 2023-05-31
231750238-2 | 231750238 - Approved | 2 | O-19075-00 | cRABS Z064CR - Vibrating Screen 15 Micron (645x565mm) x (610x670mm) + Frame 3mm Material: SS316; ; ; | 1 | Pieces | IDR | 5750000 | 5750000 | 2023-04-28 | FIP Engineering | Irwan Sopian | FIP Engineering | FIP-DOM-000-11304-OS00001-INA-000000 | PO Closed | GL2304049 | 2023-04-03 | 2023-04-03 | 2023-05-31
231750238-3 | 231750238 - Approved | 3 | O-19072-00 | cRABS Z064CR - Vibrating Screen 15 Micron (905x570mm) x (935x615mm) + Frame 3mm Material: SS316; ; ; | 1 | Pieces | IDR | 7550000 | 7550000 | 2023-04-28 | FIP Engineering | Irwan Sopian | FIP Engineering | FIP-DOM-000-11304-OS00001-INA-000000 | PO Closed | GL2304049 | 2023-04-03 | 2023-04-03 | 2023-05-31
231750238-4 | 231750238 - Approved | 4 | O-19073-00 | cRABS Z064CR - Vibrating Screen 15 Micron (570x900mm) x (610x935mm) + Frame 3mm Material: SS316; ; ; | 1 | Pieces | IDR | 7550000 | 7550000 | 2023-04-28 | FIP Engineering | Irwan Sopian | FIP Engineering | FIP-DOM-000-11304-OS00001-INA-000000 | PO Closed | GL2304049 | 2023-04-03 | 2023-04-03 | 2023-05-31
231750238-5 | 231750238 - Approved | 5 | O-19074-00 | cRABS Z064CR - Vibrating Screen 15 Micron (520x570mm) x (615x555mm) + Frame 3mm Material: SS316; ; ; | 1 | Pieces | IDR | 5650000 | 5650000 | 2023-04-28 | FIP Engineering | Irwan Sopian | FIP Engineering | FIP-DOM-000-11304-OS00001-INA-000000 | PO Closed | GL2304049 | 2023-04-03 | 2023-04-03 | 2023-05-31
231750243-1 | 231750243 - Approved | 1 | P-11356-00 | Roda Trolly ABUS 4" ( 100 x 27 ) Without Breake | 4 | Pieces | IDR | 465000 | 1860000 | 2023-04-28 | FIP Engineering | Irwan Sopian | FIP Engineering | FIP-DOM-000-11304-OS00001-INA-000000 | PO Closed | GL2305005 | 2023-04-03 | 2023-04-03 | 2023-05-31
231750245-1 | 231750245 - Approved | 1 | Q-54156-00 | PCB SCOPMA 5.Q; ; ; | 1 | Unit | IDR | 8635000 | 8635000 | 2023-05-03 | FIP General | Irwan Sopian | FIP Engineering | FIP-DOM-ENG-51502-0000000-INA-000000 | PO Closed | GL2308040 | 2023-04-03 | 2023-04-03 | 2023-09-07
231750272-1 | 231750272 - Approved | 1 | P-18618-00 | Chemicals Kuclean HL-351 @20 liter; ; ; | 40 | Unit | IDR | 37000 | 1480000 | 2023-04-28 | FIP Engineering | Irwan Sopian | FIP Engineering | FIP-DOM-000-11304-OS00001-INA-000000 | PO Closed | GL2305004 | 2023-04-11 | 2023-04-12 | 2023-05-20
231750273-1 | 231750273 - Approved | 1 | P-18619-00 | Filling VFM100 - Guide Vial Material SUS 304; ; ; | 1 | Unit | IDR | 6087000 | 6087000 | 2023-05-05 | FIP Engineering | Irwan Sopian | FIP Engineering | FIP-DOM-000-11304-OS00001-INA-000000 | PO Closed | GL2305037 | 2023-04-12 | 2023-04-14 | 2023-08-31
231750273-2 | 231750273 - Approved | 2 | P-18620-00 | Filling VFM100 - Piringan Loadcell Material SUS304; ; ; | 4 | Pieces | IDR | 255000 | 1020000 | 2023-05-05 | FIP Engineering | Irwan Sopian | FIP Engineering | FIP-DOM-000-11304-OS00001-INA-000000 | PO Closed | GL2305037 | 2023-04-12 | 2023-04-14 | 2023-08-31
231750274-1 | 231750274 - Approved | 1 | O-52888-00 | AUTONICS - Sensor Capacitive NPN CR18-8DN; ; ; | 2 | Pieces | IDR | 890000 | 1780000 | 2023-05-05 | FIP Engineering | Irwan Sopian | FIP Engineering | FIP-DOM-000-11304-OS00001-INA-000000 | PO Closed | GL2306038 | 2023-04-12 | 2023-05-03 | 2023-07-20
231750279-1 | 231750279 - Approved | 1 | S-60002-00 | Jasa Perbaikan dan Pemeliharaan Mesin Utility - REWINDING FAN AC 3 SPEED WITH REPLACEMENT BEARING 6202 2 PCS (Exhaust Fan Flammable Warehouse) | 1 | Lot | IDR | 650000 | 650000 | 2023-05-12 | FIP General | Irwan Sopian | FIP Engineering | FIP-DOM-ENG-51508-0000000-INA-000000 | PO Closed | GL2306004 | 2023-04-17 | 2023-04-27 | 2023-07-05
231750279-2 | 231750279 - Approved | 2 | S-60002-00 | Jasa Perbaikan dan Pemeliharaan Mesin Utility - REWINDING MOTOR 0,06 KW/1,5 HP WITH BEARING 6202 , 6201 (Motor Circulation CC) | 2 | Lot | IDR | 750000 | 1500000 | 2023-05-12 | FIP General | Irwan Sopian | FIP Engineering | FIP-DOM-ENG-51508-0000000-INA-000000 | PO Closed | GL2306004 | 2023-04-17 | 2023-04-27 | 2023-07-05
231750280-1 | 231750280 - Approved | 1 | T-20212-00 | SEAL PLUNGER 2690, Waters, Part No. WAT270938, PKG (2) | 3 | Pieces | IDR | 1713600 | 5140800 | 2023-05-12 | FIP General | Irwan Sopian | FIP Engineering | FIP-DOM-ENG-51505-0000000-INA-000000 | PO Closed | GL2306019 | 2023-04-17 | 2023-04-27 | 2023-07-14
231750280-2 | 231750280 - Approved | 2 | T-20123-00 | Acquity PDA/TUV 2489/2998 Perf Main Kit (lampu HPLC); Waters; P/N 201000281; 1 pc | 2 | Pieces | IDR | 13757040 | 27514080 | 2023-05-12 | FIP General | Irwan Sopian | FIP Engineering | FIP-DOM-ENG-51505-0000000-INA-000000 | PO Closed | GL2306019 | 2023-04-17 | 2023-04-27 | 2023-07-14
231750282-1 | 231750282 - Approved | 1 | Q-10305-00 | Raven Door Seal (balon) RP48 Brown/White 50mtr x 2; ; ; | 2 | Roll | IDR | 15000 | 30000 | 2023-05-01 | FIP General | Irwan Sopian | FIP Engineering | FIP-DOM-ENG-51502-0000000-INA-000000 | PO Closed | GL2305035 | 2023-04-17 | 2023-04-27 | 2023-06-01
231750286-1 | 231750286 - Approved | 1 | P-15903-00 | Freon Refrigerant Dupon Suva R507; ; ; | 1 | Unit | IDR | 3750000 | 3750000 | 2023-05-12 | FIP General | Irwan Sopian | FIP Engineering | FIP-DOM-ENG-51504-0000000-INA-000000 | PO Closed | GL2307018 | 2023-04-19 | 2023-05-05 | 2023-07-31
231750287-1 | 231750287 - Approved | 1 | P-52651-00 | Selenoid Valve 1 inch, 220VAC; UNI-D; ; | 2 | Pieces | IDR | 765000 | 1530000 | 2023-05-19 | FIP Engineering | Irwan Sopian | FIP Engineering | FIP-DOM-000-11304-OS00001-INA-000000 | PO Closed | GL2307318 | 2023-04-19 | 2023-05-03 | 2023-07-31
231750288-1 | 231750288 - Approved | 1 | P-52710-00 | USB Extension Cable Waterproof IP6; ; ; | 2 | Pieces | IDR | 275000 | 550000 | 2023-06-30 | FIP Engineering | Irwan Sopian | FIP Engineering | FIP-DOM-000-11304-OS00001-INA-000000 | PO Closed | GL2307342 | 2023-04-19 | 2023-06-21 | 2023-09-10
231750295-1 | 231750295 - Approved | 1 | S-60050-00 | Jasa Perbaikan dan Pemeliharaan Mesin Produksi; ; ; - Material For Jasa : Digicell Board MFR | 1 | Pieces | IDR | 6450000 | 6450000 | 2023-06-06 | FIP General | Irwan Sopian | FIP Engineering | FIP-DOM-ENG-51504-0000000-INA-000000 | PO Closed | GL2306011 | 2023-05-01 | 2023-05-03 | 2023-08-15
231750295-2 | 231750295 - Approved | 2 | S-60050-00 | Jasa Perbaikan dan Pemeliharaan Mesin Produksi; ; ; - Standard Industry Service Labour Rate For sparepart installation | 1 | Pieces | IDR | 4868000 | 4868000 | 2023-06-06 | FIP General | Irwan Sopian | FIP Engineering | FIP-DOM-ENG-51504-0000000-INA-000000 | PO Closed | GL2306011 | 2023-05-01 | 2023-05-03 | 2023-07-15
231750295-3 | 231750295 - Approved | 3 | S-60050-00 | Jasa Perbaikan dan Pemeliharaan Mesin Produksi; ; ; - High Precision Scale ISO 17025 Calibration | 1 | Pieces | IDR | 3469000 | 3469000 | 2023-06-06 | FIP General | Irwan Sopian | FIP Engineering | FIP-DOM-ENG-51504-0000000-INA-000000 | PO Closed | GL2306011 | 2023-05-01 | 2023-05-03 | 2023-07-15
231750309-1 | 231750309 - Approved | 1 | S-60050-00 | Jasa Perbaikan dan Pemeliharaan Mesin Produksi; ; ; - Repair Actuator cRABS no.3 | 1 | Pieces | IDR | 3010278 | 3010278 | 2023-05-23 | FIP General | Irwan Sopian | FIP Engineering | FIP-DOM-ENG-51504-0000000-INA-000000 | PO Closed | GL2305057 | 2023-05-07 | 2023-05-08 | 2023-06-05
231750309-2 | 231750309 - Approved | 2 | S-60050-00 | Jasa Perbaikan dan Pemeliharaan Mesin Produksi; ; ; - Repair Actuator cRABS no.4 | 1 | Pieces | IDR | 3512019 | 3512019 | 2023-05-23 | FIP General | Irwan Sopian | FIP Engineering | FIP-DOM-ENG-51504-0000000-INA-000000 | PO Closed | GL2305057 | 2023-05-07 | 2023-05-08 | 2023-06-05
231750321-1 | 231750321 - Approved | 1 | S-60050-00 | Jasa Perbaikan dan Pemeliharaan Mesin Produksi; ; ; - Repair Mesin FD IMA (kebocoran di jalur freon) | 1 | Pieces | IDR | 12000000 | 12000000 | 2023-05-30 | FIP General | Irwan Sopian | FIP Engineering | FIP-DOM-ENG-51504-0000000-INA-000000 | PO Closed | GL2305055 | 2023-05-15 | 2023-05-17 | 2023-06-05
231750322-1 | 231750322 - Approved | 1 | P-52713-00 | Sensor Ammonia 0-50/500 PPM (200 PPM Standard) Type : 00-1010; ATI; ; | 1 | Pieces | IDR | 11300000 | 11300000 | 2023-06-06 | FIP Engineering | Irwan Sopian | FIP Engineering | FIP-DOM-000-11304-OS00001-INA-000000 | PO Closed | GL2307329 | 2023-05-16 | 2023-05-17 | 2023-12-30
231750323-1 | 231750323 - Approved | 1 | O-52920-00 | Duct Outdoor Humidity Sensors Type: KAVTF-I_VA200 4...20mA 0100 % r.H. / 0...+50 deg C; S+S Regeltechnik; ; | 1 | Pieces | IDR | 5000000 | 5000000 | 2023-06-20 | FIP Engineering | Irwan Sopian | FIP Engineering | FIP-DOM-000-11304-OS00001-INA-000000 | PO Closed | GL2307324 | 2023-05-16 | 2023-05-17 | 2023-08-30
231750324-1 | 231750324 - Approved | 1 | O-50994-00 | Battery kering 12V 7,2AH; ; ; | 4 | Pieces | IDR | 351000 | 1404000 | 2023-06-13 | FIP Engineering | Irwan Sopian | FIP Engineering | FIP-DOM-000-11304-OS00001-INA-000000 | PO Closed | GL2307342 | 2023-05-16 | 2023-05-17 | 2023-09-10
231750325-1 | 231750325 - Approved | 1 | O-52443-00 | Analog Input 8 Channel 331-7KF02-0AB0; Siemens; ; | 1 | Pieces | IDR | 9650000 | 9650000 | 2023-05-30 | FIP Engineering | Irwan Sopian | FIP Engineering | FIP-DOM-000-11304-OS00001-INA-000000 | PO Closed | GL2307330 | 2023-05-16 | 2023-05-17 | 2023-07-31
231750327-1 | 231750327 - Approved | 1 | O-18987-00 | Freeze Dryer MBE1207 - Oil Compressor RL 46H @5 Liter; EMKARATE; ; | 4 | Can | IDR | 2100000 | 8400000 | 2023-06-13 | FIP Engineering | Irwan Sopian | FIP Engineering | FIP-DOM-000-11304-OS00001-INA-000000 | PO Closed | GL2307323 | 2023-05-16 | 2023-05-17 | 2023-07-31
231750328-1 | 231750328 - Approved | 1 | O-16980-00 | Freeze Dryer MBE1207 - Diaphrapm DA040E2 M4 Saunders CIPTA SOLUSI ANDALAN, PT P/N : - pc | 10 | Pieces | IDR | 956650 | 9566500 | 2023-05-30 | FIP Engineering | Irwan Sopian | FIP Engineering | FIP-DOM-000-11304-OS00001-INA-000000 | PO Closed | GL2307320 | 2023-05-16 | 2023-05-17 | 2024-03-04
231750328-2 | 231750328 - Approved | 2 | O-16981-00 | Freeze Dryer MBE1207 - Diaphrapm DA025E2 M4 Saunders CIPTA SOLUSI ANDALAN, PT P/N : - pc | 13 | Pieces | IDR | 594700 | 7731100 | 2023-05-30 | FIP Engineering | Irwan Sopian | FIP Engineering | FIP-DOM-000-11304-OS00001-INA-000000 | PO Closed | GL2307320 | 2023-05-16 | 2023-05-17 | 2024-03-04
231750328-3 | 231750328 - Approved | 3 | O-16982-00 | Freeze Dryer MBE1207 - Diaphrapm DA015E2 M4 Saunders CIPTA SOLUSI ANDALAN, PT P/N : - pc - DP008ER | 2 | Pieces | IDR | 365600 | 731200 | 2023-05-30 | FIP Engineering | Irwan Sopian | FIP Engineering | FIP-DOM-000-11304-OS00001-INA-000000 | PO Closed | GL2307320 | 2023-05-16 | 2023-05-17 | 2024-03-04
231750334-1 | 231750334 - Approved | 1 | O-52884-00 | Filling VFM100 - Laser Sensor World beam QS18VP6LAF250Q5 10-30 VDC; Banner; ; | 2 | Pieces | IDR | 7600000 | 15200000 | 2023-07-25 | FIP Engineering | Irwan Sopian | FIP Engineering | FIP-DOM-000-11304-OS00001-INA-000000 | PO Closed | GL2307326 | 2023-05-22 | 2023-05-29 | 2023-12-10
231750336-1 | 231750336 - Approved | 1 | P-14424-00 | Garam Kutreat RGN-9800F; ; ; 25Kg/zak | 300 | Kilogram | IDR | 9500 | 2850000 | 2023-06-20 | FIP Engineering | Irwan Sopian | FIP Engineering | FIP-DOM-000-11304-OS00001-INA-000000 | PO Closed | GL2307317 | 2023-05-27 | 2023-06-05 | 2023-07-15
231750338-1 | 231750338 - Approved | 1 | O-17995-00 | Freeze Dryer MBE1207 - Slot Door Vacuum Gasket dia.12.7 P/N : EB41-00517; ; ; | 12 | Meter | IDR | 438977.88 | 5267734.56 | 2023-06-27 | FIP Engineering | Irwan Sopian | FIP Engineering | FIP-DOM-000-11304-OS00001-INA-000000 | PO Closed | GL2306013 | 2023-05-27 | 2023-06-05 | 2023-09-20
231750338-2 | 231750338 - Approved | 2 | P-18667-00 | Freeze Dryer MBE1207 - Gasket Slot Door Silicone dia 13 mm; ; ; | 4 | Meter | IDR | 500000 | 2000000 | 2023-06-27 | FIP Engineering | Irwan Sopian | FIP Engineering | FIP-DOM-000-11304-OS00001-INA-000000 | PO Closed | GL2306013 | 2023-05-27 | 2023-06-05 | 2023-09-20
231750339-1 | 231750339 - Approved | 1 | P-15371-00 | Fedegari - Seal Door; ; ; | 5 | Pieces | IDR | 1750000 | 8750000 | 2023-06-30 | FIP Engineering | Irwan Sopian | FIP Engineering | FIP-DOM-000-11304-OS00001-INA-000000 | PO Closed | GL2306013 | 2023-05-27 | 2023-06-05 | 2023-09-20
231750340-1 | 231750340 - Approved | 1 | O-51750-00 | PHOTOCELL SENSOR WITH REFLECTOR PZ-G62CP WITH R-5 Code: PZ-G62CP+R-5 | 2 | Unit | IDR | 2440000 | 4880000 | 2023-06-30 | FIP Engineering | Irwan Sopian | FIP Engineering | FIP-DOM-000-11304-OS00001-INA-000000 | PO Closed | GL2307322 | 2023-05-27 | 2023-06-05 | 2023-09-15
231750340-2 | 231750340 - Approved | 2 | O-54116-00 | Fiber Reflective -; KEYENCE; FU-67V; | 2 | Pieces | IDR | 894600 | 1789200 | 2023-06-30 | FIP Engineering | Irwan Sopian | FIP Engineering | FIP-DOM-000-11304-OS00001-INA-000000 | PO Closed | GL2307322 | 2023-05-27 | 2023-06-05 | 2023-09-15
231750340-3 | 231750340 - Approved | 3 | O-54115-00 | Fiber Amplifier -; KEYENCE; FS-V31CP; | 2 | Pieces | IDR | 2200000 | 4400000 | 2023-06-30 | FIP Engineering | Irwan Sopian | FIP Engineering | FIP-DOM-000-11304-OS00001-INA-000000 | PO Closed | GL2307322 | 2023-05-27 | 2023-06-05 | 2023-09-15
231750341-1 | 231750341 - Approved | 1 | O-16658-00 | Cylinder Compact ADNGF-16-15-P-A FESTO P/N : 554214 pc | 2 | Pieces | IDR | 1081966 | 2163932 | 2023-06-27 | FIP Engineering | Irwan Sopian | FIP Engineering | FIP-DOM-000-11304-OS00001-INA-000000 | PO Closed | GL2308344 | 2023-05-27 | 2023-06-05 | 2023-09-15
231750349-1 | 231750349 - Approved | 1 | P-18470-00 | Misumi - HXNHFFLT-SUS-M5-10; ; ; | 40 | Pieces | IDR | 100000 | 4000000 | 2023-06-20 | FIP Engineering | Irwan Sopian | FIP Engineering | FIP-DOM-000-11304-OS00001-INA-000000 | PO Closed | GL2307325 | 2023-06-01 | 2023-06-05 | 2023-08-05
231750350-1 | 231750350 - Approved | 1 | S-60002-00 | Jasa Perbaikan dan Pemeliharaan Mesin Utility - Material For Jasa ECM-1000 Electronic Enclosure Cooling Module (AC Panel) 1000 BTU/H 220-240VAC 1PHASE 50HZ | 1 | Lot | IDR | 14000000 | 14000000 | 2023-06-27 | FIP General | Irwan Sopian | FIP Engineering | FIP-DOM-ENG-51508-0000000-INA-000000 | PO Closed | GL2307041 | 2023-06-01 | 2023-06-07 | 2023-08-20
231750350-2 | 231750350 - Approved | 2 | S-60002-00 | Jasa Perbaikan dan Pemeliharaan Mesin Utility - Installation ECM-1000 | 1 | Lot | IDR | 3500000 | 3500000 | 2023-06-27 | FIP General | Irwan Sopian | FIP Engineering | FIP-DOM-ENG-51508-0000000-INA-000000 | PO Closed | GL2307041 | 2023-06-01 | 2023-06-07 | 2023-08-20
231750354-1 | 231750354 - Approved | 1 | S-65018-00 | Digital Clamp Meter FLK-376 1000A TRMS AC/DC CLAMP W/IFLEX; FLUKE; ; | 1 | Unit | IDR | 10452000 | 10452000 | 2023-06-20 | FIP General | Irwan Sopian | FIP Engineering | FIP-DOM-ENG-51404-0000000-INA-000000 | PO Closed | GL2307328 | 2023-06-02 | 2023-06-06 | 2023-09-21
231750379-1 | 231750379 - Approved | 1 | P-18214-00 | Part for Isolator - RTP 190 mm; Alpha port 190 mm dia; ; ; | 1 | Unit | IDR | 4400000 | 4400000 | 2023-07-13 | FIP Engineering | Irwan Sopian | FIP Engineering | FIP-DOM-000-11304-OS00001-INA-000000 | PO Closed | GL2306037 | 2023-06-14 | 2023-06-14 | 2023-08-01
231750381-1 | 231750381 - Approved | 1 | O-52530-00 | Sensor PH Meter Type : InPro3250/120/PT1000 PN. 52002548; Mettler-Toledo; ; | 1 | Pieces | IDR | 12026240 | 12026240 | 2023-07-12 | FIP Engineering | Irwan Sopian | FIP Engineering | FIP-DOM-000-11304-OS00001-INA-000000 | PO Closed | GL2306011 | 2023-06-14 | 2023-06-15 | 2023-07-15
231750383-1 | 231750383 - Approved | 1 | S-60050-00 | Jasa Perbaikan dan Pemeliharaan Mesin Produksi; ; ; - Untuk Penggantian Oil Hidrolik dan Filter mesin FD IMA | 1 | Pieces | IDR | 18450000 | 18450000 | 2023-07-18 | FIP General | Irwan Sopian | FIP Engineering | FIP-DOM-ENG-51504-0000000-INA-000000 | PO Closed | GL2308013 | 2023-06-15 | 2023-06-15 | 2024-03-03
231750384-1 | 231750384 - Approved | 1 | S-60050-00 | Jasa Perbaikan dan Pemeliharaan Mesin Produksi; ; ; - Meterial For Jasa Flow Sensor For Aerosol Photometer ATI 2i PN. : 5300167 | 1 | Pieces | IDR | 29750000 | 29750000 | 2023-07-15 | FIP General | Irwan Sopian | FIP Engineering | FIP-DOM-ENG-51504-0000000-INA-000000 | PO Closed | GL2308014 | 2023-06-15 | 2023-06-15 | 2023-10-30
231750384-2 | 231750384 - Approved | 2 | S-60050-00 | Jasa Perbaikan dan Pemeliharaan Mesin Produksi; ; ; - Material For Jasa Filter LSC For Aerosol Photometer ATI 2i PN. : 5500180 | 1 | Pieces | IDR | 11050000 | 11050000 | 2023-07-15 | FIP General | Irwan Sopian | FIP Engineering | FIP-DOM-ENG-51504-0000000-INA-000000 | PO Closed | GL2308014 | 2023-06-15 | 2023-06-15 | 2023-10-30
231750384-3 | 231750384 - Approved | 3 | S-60050-00 | Jasa Perbaikan dan Pemeliharaan Mesin Produksi; ; ; - Material For Jasa Filter Clear For Aerosol Photometer ATI 2i PN. : 0600424 | 1 | Pieces | IDR | 12750000 | 12750000 | 2023-07-15 | FIP General | Irwan Sopian | FIP Engineering | FIP-DOM-ENG-51504-0000000-INA-000000 | PO Closed | GL2308014 | 2023-06-15 | 2023-06-15 | 2023-10-30
231750385-1 | 231750385 - Approved | 1 | T-20320-00 | Inlet liner, Ultra Inert, split, low pressure drop, glass wool; Agilent; Part No. 5190-2295; 1/pk | 3 | Pieces | IDR | 975755 | 2927265 | 2023-07-06 | FIP General | Irwan Sopian | FIP Engineering | FIP-DOM-ENG-51505-0000000-INA-000000 | PO Closed | GL2306316 | 2023-06-15 | 2023-06-17 | 2023-08-04
231750385-2 | 231750385 - Approved | 2 | T-20447-00 | GC inlet seal, gold plated, with washer.; Agilent; Part No. 5188-5367; 1 pc per pack | 2 | Pack | IDR | 540718.1 | 1081436.2 | 2023-07-06 | FIP General | Irwan Sopian | FIP Engineering | FIP-DOM-ENG-51505-0000000-INA-000000 | PO Closed | GL2306316 | 2023-06-15 | 2023-06-17 | 2023-08-04
231750385-3 | 231750385 - Approved | 3 | T-21034-00 | Fused Silica Tubing, Prostell, Deactivated 5M, 0.53mm, 0.67mm od; Agilent; P/n: 160-4535-5; | 1 | Pieces | IDR | 1352907.4 | 1352907.4 | 2023-07-06 | FIP General | Irwan Sopian | FIP Engineering | FIP-DOM-ENG-51505-0000000-INA-000000 | PO Closed | GL2306316 | 2023-06-15 | 2023-06-17 | 2023-08-04
231750390-1 | 231750390 - Approved | 1 | P-18725-00 | Freon Refrigerant Chemours Suva R507; ; ; | 3 | Can | IDR | 2250000 | 6750000 | 2023-07-14 | FIP Engineering | Irwan Sopian | FIP Engineering | FIP-DOM-000-11304-OS00001-INA-000000 | PO Closed | GL2307318 | 2023-06-17 | 2023-06-23 | 2023-07-31
231750396-1 | 231750396 - Approved | 1 | R-62002-00 | Computer Notebook - Dell Latitude 3420, CTO 11th Generation Intel Core i7-1165G7 | 1 | Unit | IDR | 18000000 | 18000000 | 2023-07-13 | FIP General | Kristiawan Sakti Winarno | FIP Engineering | FIP-DOM-ENG-13408-IT23007-INA-000000 | PO Closed | GL2308024 | 2023-06-22 | 2023-06-23 | 2023-08-22
231750397-1 | 231750397 - Approved | 1 | S-60050-00 | Jasa Perbaikan dan Pemeliharaan Mesin Produksi; ; ; - Repair Nozzle Mesin EDM | 2 | Pieces | IDR | 885000 | 1770000 | 2023-10-31 | FIP General | Irwan Sopian | FIP Engineering | FIP-DOM-ENG-51504-0000000-INA-000000 | PO Closed | GL2310047 | 2023-06-22 | 2023-06-23 | 2023-11-10
231750398-1 | 231750398 - Approved | 1 | Q-10249-00 | Lem Power Glue; ; ; | 10 | Pieces | IDR | 4050 | 40500 | 2023-07-07 | FIP Engineering | Irwan Sopian | FIP Engineering | FIP-DOM-000-11304-OS00001-INA-000000 | PO Closed | GL2307021 | 2023-06-23 | 2023-06-27 | 2023-07-25
231750399-1 | 231750399 - Approved | 1 | O-19162-00 | Shaft Pengunci AlphaPort; Lokal; ; | 2 | Pieces | IDR | 235000 | 470000 | 2023-07-15 | FIP Engineering | Irwan Sopian | FIP Engineering | FIP-DOM-000-11304-OS00001-INA-000000 | PO Closed | GL2308015 | 2023-06-24 | 2023-06-27 | 2023-09-16
231750400-1 | 231750400 - Approved | 1 | O-19164-00 | LINEAR SHAFT PSSFG12-306; Misumi; ; | 1 | Pieces | IDR | 302156 | 302156 | 2023-07-15 | FIP Engineering | Irwan Sopian | FIP Engineering | FIP-DOM-000-11304-OS00001-INA-000000 | PO Closed | GL2308016 | 2023-06-24 | 2023-06-27 | 2023-09-16
231750402-1 | 231750402 - Approved | 1 | O-52941-00 | PRINTER/PC INTERFACE-TEMPERATURE-G01A01-NEW (298/08/13-14) 0202PPCT02; ; ; | 2 | Pieces | IDR | 6750000 | 13500000 | 2023-07-28 | FIP Engineering | Irwan Sopian | FIP Engineering | FIP-DOM-000-11304-OS00001-INA-000000 | PO Closed | GL2308017 | 2023-06-24 | 2023-06-27 | 2023-10-15
231750404-1 | 231750404 - Approved | 1 | O-52942-00 | Freeze Dryer MBE1207 - Pressure Transmitter Type : 402050/000 TN: 43008803 04 bar absolute 420 mA, 2; JUMO; ; | 1 | Pieces | IDR | 13900000 | 13900000 | 2023-08-15 | FIP Engineering | Irwan Sopian | FIP Engineering | FIP-DOM-000-11304-OS00001-INA-000000 | PO Closed | GL2308018 | 2023-06-24 | 2023-06-27 | 2024-05-30
231750432-1 | 231750432 - Approved | 1 | O-18108-00 | Freeze Dryer MBE1207 - Therm.Exp.Valve TE2 R404A/R507A 068Z3403; DANFOSS; ; | 4 | Pieces | IDR | 650000 | 2600000 | 2023-07-25 | FIP Engineering | Irwan Sopian | FIP Engineering | FIP-DOM-000-11304-OS00001-INA-000000 | PO Closed | GL2307019 | 2023-07-05 | 2023-07-05 | 2023-07-25
231750432-2 | 231750432 - Approved | 2 | O-19211-00 | Freeze Dryer MBE1207 - Thermal Expansi Valve TE 2 3/8 Inch (In)1/2 Inch (Out) 068Z3411; Danfoss; ; | 2 | Pieces | IDR | 870000 | 1740000 | 2023-07-25 | FIP Engineering | Irwan Sopian | FIP Engineering | FIP-DOM-000-11304-OS00001-INA-000000 | PO Closed | GL2308044 | 2023-07-05 | 2023-07-05 | 2023-09-17
231750432-3 | 231750432 - Approved | 3 | O-19212-00 | Freeze Dryer MBE1207 - Orifice No. 03 068-2006; Danfoss; ; | 6 | Pieces | IDR | 130000 | 780000 | 2023-07-25 | FIP Engineering | Irwan Sopian | FIP Engineering | FIP-DOM-000-11304-OS00001-INA-000000 | PO Closed | GL2307019 | 2023-07-05 | 2023-07-05 | 2023-07-25
231750432-4 | 231750432 - Approved | 4 | O-19213-00 | Freeze Dryer MBE1207 - Orifice 04 for Expansi Valve TE5 067B2792; Danfoss; ; | 2 | Pieces | IDR | 868000 | 1736000 | 2023-07-25 | FIP Engineering | Irwan Sopian | FIP Engineering | FIP-DOM-000-11304-OS00001-INA-000000 | PO Closed | GL2308044 | 2023-07-05 | 2023-07-05 | 2023-09-17
231750432-5 | 231750432 - Approved | 5 | O-19214-00 | Freeze Dryer MBE1207 - Expansi Valve TE 5 067B3343 R404A/R507; Danfoss; ; | 2 | Pieces | IDR | 1350000 | 2700000 | 2023-07-25 | FIP Engineering | Irwan Sopian | FIP Engineering | FIP-DOM-000-11304-OS00001-INA-000000 | PO Closed | GL2308044 | 2023-07-05 | 2023-07-05 | 2023-09-17
231750442-1 | 231750442 - Approved | 1 | O-51850-00 | Power Supply 220 VAC 12 VDC, 3 Ampere; ; ; | 5 | Pieces | IDR | 45000 | 225000 | 2023-07-20 | FIP Engineering | Irwan Sopian | FIP Engineering | FIP-DOM-000-11304-OS00001-INA-000000 | PO Closed | GL2307342 | 2023-07-07 | 2023-07-10 | 2023-09-10
231750443-1 | 231750443 - Approved | 1 | Q-10904-00 | Handle Pintu Kaca Deksson DK 82801; ; ; | 10 | Pieces | IDR | 1 | 10 | 2023-07-21 | FIP General | Irwan Sopian | FIP Engineering | FIP-DOM-ENG-51502-0000000-INA-000000 | PO Closed | GL2308043 | 2023-07-07 | 2023-07-07 | 2023-09-22
231750444-1 | 231750444 - Approved | 1 | Q-10829-00 | Cat Ambiance Lakestone 44537M Tinting; Dulux; ; | 2 | Pieces | IDR | 1500000 | 3000000 | 2023-07-21 | FIP General | Irwan Sopian | FIP Engineering | FIP-DOM-ENG-51502-0000000-INA-000000 | PO Closed | GL2308043 | 2023-07-07 | 2023-07-10 | 2023-09-22
231750445-1 | 231750445 - Approved | 1 | O-11181-00 | Bearing 626-2Z | 60 | Pieces | IDR | 45000 | 2700000 | 2023-07-18 | FIP Engineering | Irwan Sopian | FIP Engineering | FIP-DOM-000-11304-OS00001-INA-000000 | PO Closed | GL2307337 | 2023-07-07 | 2023-07-10 | 2023-08-10
231750448-1 | 231750448 - Approved | 1 | P-14999-00 | Room Press. Monitoring, P/N. 547-103A; ; ; | 1 | Unit | IDR | 5000 | 5000 | 2023-08-22 | FIP Engineering | Irwan Sopian | FIP Engineering | FIP-DOM-000-11304-OS00001-INA-000000 | PO Closed | GL2308054 | 2023-07-12 | 2023-07-14 | 2024-05-05
231750448-2 | 231750448 - Approved | 2 | P-14998-00 | Room Press. Monitoring, P/N. 547-104A; ; ; | 1 | Unit | IDR | 45350000 | 45350000 | 2023-08-22 | FIP Engineering | Irwan Sopian | FIP Engineering | FIP-DOM-000-11304-OS00001-INA-000000 | PO Closed | GL2308054 | 2023-07-12 | 2023-07-14 | 2024-05-05
231750452-1 | 231750452 - Approved | 1 | S-60050-00 | Jasa Perbaikan dan Pemeliharaan Mesin Produksi; ; ; - SUPERVISI install TXV condenser dan TXV Phe untuk mesin FD IMA | 1 | Pieces | IDR | 5000000 | 5000000 | 2023-07-28 | FIP General | Irwan Sopian | FIP Engineering | FIP-DOM-ENG-51504-0000000-INA-000000 | PO Closed | GL2308025 | 2023-07-12 | 2023-07-12 | 2023-09-15
231750453-1 | 231750453 - Approved | 1 | P-52711-00 | Accu NS70 (Battery kering) 12V - 65Ah; GS ASTRA; ; | 2 | Pieces | IDR | 1200000 | 2400000 | 2023-08-04 | FIP Engineering | Irwan Sopian | FIP Engineering | FIP-DOM-000-11304-OS00001-INA-000000 | PO Closed | GL2307337 | 2023-07-12 | 2023-07-14 | 2023-08-10
231750454-1 | 231750454 - Approved | 1 | Q-10302-00 | Compound Gypsum; ; ; | 5 | Pack | IDR | 87000 | 435000 | 2023-07-27 | FIP General | Irwan Sopian | FIP Engineering | FIP-DOM-ENG-51502-0000000-INA-000000 | PO Closed | GL2308043 | 2023-07-13 | 2023-07-14 | 2023-09-22
231750455-1 | 231750455 - Approved | 1 | Q-10963-00 | Keramik Granito Salsa Oasis Warna Ivory 40x40mm; Granito; ; | 10 | Pack | IDR | 315000 | 3150000 | 2023-07-27 | FIP General | Irwan Sopian | FIP Engineering | FIP-DOM-ENG-51502-0000000-INA-000000 | PO Closed | GL2308043 | 2023-07-13 | 2023-07-13 | 2023-10-30
231750456-1 | 231750456 - Approved | 1 | P-18468-00 | Pass Box Stickers ZC-A; ; ; | 30 | Pieces | IDR | 100000 | 3000000 | 2023-07-27 | FIP Engineering | Irwan Sopian | FIP Engineering | FIP-DOM-000-11304-OS00001-INA-000000 | PO Closed | GL2308055 | 2023-07-13 | 2023-07-14 | 2023-09-27
231750456-2 | 231750456 - Approved | 2 | P-18466-00 | Door Stickers T30A; upgraded type; ; ; | 5 | Pieces | IDR | 100000 | 500000 | 2023-07-27 | FIP Engineering | Irwan Sopian | FIP Engineering | FIP-DOM-000-11304-OS00001-INA-000000 | PO Closed | GL2308055 | 2023-07-13 | 2023-07-14 | 2023-12-05
231750456-3 | 231750456 - Approved | 3 | P-18467-00 | Pass Box Stickers JZC-A Kecil; ; ; | 30 | Pieces | IDR | 100000 | 3000000 | 2023-07-27 | FIP Engineering | Irwan Sopian | FIP Engineering | FIP-DOM-000-11304-OS00001-INA-000000 | PO Closed | GL2308055 | 2023-07-13 | 2023-07-14 | 2023-12-05
231750458-1 | 231750458 - Approved | 1 | P-13429-00 | Cable Ducting 25x40mm; ; ; | 25 | Pieces | IDR | 45000 | 1125000 | 2023-07-28 | FIP General | Irwan Sopian | FIP Engineering | FIP-DOM-ENG-51502-0000000-INA-000000 | PO Closed | GL2307337 | 2023-07-14 | 2023-07-14 | 2023-08-10
231750459-1 | 231750459 - Approved | 1 | P-54181-00 | UV lamp for TOC Sievers M500; TOC Sievers; ; pack size per pc | 2 | Pieces | IDR | 100000 | 200000 | 2023-07-28 | FIP Engineering | Irwan Sopian | FIP Engineering | FIP-DOM-000-11304-OS00001-INA-000000 | PO Closed | GL2309002 | 2023-07-14 | 2023-07-17 | 2023-12-02
231750460-1 | 231750460 - Approved | 1 | T-20215-00 | ASSY PCB DEGASSER QSPI MULTI-PERS, Waters, Part No. 700002511 | 2 | Pieces | IDR | 9006618 | 18013236 | 2023-07-28 | FIP General | Irwan Sopian | FIP Engineering | FIP-DOM-ENG-51505-0000000-INA-000000 | PO Closed | GL2307028 | 2023-07-14 | 2023-07-17 | 2023-07-28
231750461-1 | 231750461 - Approved | 1 | T-80373-00 | Plakband Bening 2 inch | 7 | Roll | IDR | 10000 | 70000 | 2023-08-01 | FIP General | Irwan Sopian | FIP Engineering | FIP-DOM-ENG-51411-0000000-INA-000000 | PO Closed | GL2309020 | 2023-07-18 | 2023-07-18 | 2023-09-25
231750461-2 | 231750461 - Approved | 2 | T-80376-00 | Plakban Hitam 2 inch | 3 | Roll | IDR | 16000 | 48000 | 2023-08-01 | FIP General | Irwan Sopian | FIP Engineering | FIP-DOM-ENG-51411-0000000-INA-000000 | PO Closed | GL2309020 | 2023-07-18 | 2023-07-18 | 2023-09-25
231750462-1 | 231750462 - Approved | 1 | T-20203-00 | SEAL, FACE, SEALWASH, PKG (1) 2690, WAT271017 | 6 | Pieces | IDR | 49.59 | 297.54 | 2023-08-01 | FIP General | Irwan Sopian | FIP Engineering | FIP-DOM-ENG-51505-OS00001-INA-000000 | PO Closed | GL2308045 | 2023-07-18 | 2023-07-18 | 2023-10-06
231750462-2 | 231750462 - Approved | 2 | T-20210-00 | SEAL FACE 2690, Waters, Part No. WAT270939, PKG (4) | 2 | Pieces | IDR | 4205000 | 8410000 | 2023-08-01 | FIP General | Irwan Sopian | FIP Engineering | FIP-DOM-ENG-51505-OS00001-INA-000000 | PO Closed | GL2308045 | 2023-07-18 | 2023-07-18 | 2023-09-15
231750462-3 | 231750462 - Approved | 3 | T-20219-00 | 2690 WASH TUBE, Waters, Part No. WAT270940, PKG (4) | 2 | Pieces | IDR | 174 | 348 | 2023-08-01 | FIP General | Irwan Sopian | FIP Engineering | FIP-DOM-ENG-51505-OS00001-INA-000000 | PO Closed | GL2308045 | 2023-07-18 | 2023-07-18 | 2023-10-06
231750463-1 | 231750463 - Approved | 1 | Q-10971-00 | Magnet Kotak Pintu Lemari Small Stainless Steel 1.5x3.6cm; ; ; | 5 | Pieces | IDR | 10000 | 50000 | 2023-08-03 | FIP General | Irwan Sopian | FIP Engineering | FIP-DOM-ENG-51502-0000000-INA-000000 | PO Closed | GL2308043 | 2023-07-20 | 2023-07-20 | 2023-09-22
231750464-1 | 231750464 - Approved | 1 | P-15938-00 | Water Hardness Test Kit; ; ; | 2 | Box | IDR | 273500 | 547000 | 2023-08-03 | FIP General | Irwan Sopian | FIP Engineering | FIP-DOM-ENG-51504-0000000-INA-000000 | PO Closed | GL2307342 | 2023-07-20 | 2023-07-21 | 2023-09-10
231750465-1 | 231750465 - Approved | 1 | Q-60026-00 | Kuas Eterna 2 | 20 | Pieces | IDR | 11000 | 220000 | 2023-08-03 | FIP General | Irwan Sopian | FIP Engineering | FIP-DOM-ENG-51404-0000000-INA-000000 | PO Closed | GL2308347 | 2023-07-20 | 2023-07-21 | 2023-09-07
231750467-1 | 231750467 - Approved | 1 | P-52380-00 | Adaptor AC Universal Power Supply 12VDC s/d 24VDC; ; ; | 2 | Pieces | IDR | 100000 | 200000 | 2023-08-03 | FIP General | Irwan Sopian | FIP Engineering | FIP-DOM-ENG-51504-0000000-INA-000000 | PO Closed | GL2307342 | 2023-07-20 | 2023-07-20 | 2023-09-10
231750469-1 | 231750469 - Approved | 1 | Q-10972-00 | Koper Penyimpan Alat Cashing Aluminium Uk. 215x215x655mm; ; ; | 2 | Pieces | IDR | 280000 | 560000 | 2023-08-03 | FIP General | Irwan Sopian | FIP Engineering | FIP-DOM-ENG-51502-0000000-INA-000000 | PO Closed | GL2308043 | 2023-07-20 | 2023-07-24 | 2023-09-22
231750470-1 | 231750470 - Approved | 1 | P-52591-00 | Relay APF 30324; Panasonic; ; | 5 | Pieces | IDR | 100000 | 500000 | 2023-08-04 | FIP Engineering | Irwan Sopian | FIP Engineering | FIP-DOM-000-11304-OS00001-INA-000000 | PO Closed | GL2309005 | 2023-07-21 | 2023-07-25 | 2023-12-20
231750473-1 | 231750473 - Approved | 1 | S-60050-00 | Jasa Perbaikan dan Pemeliharaan Mesin Produksi; ; ; - Untuk repair motor blower crabs no.5 | 1 | Pieces | IDR | 3570000 | 3570000 | 2023-08-07 | FIP General | Irwan Sopian | FIP Engineering | FIP-DOM-ENG-51504-0000000-INA-000000 | PO Closed | GL2309003 | 2023-07-24 | 2023-07-24 | 2023-09-30
231750475-1 | 231750475 - Approved | 1 | P-13389-00 | Scotch Brite 3M; ; ; | 20 | Pieces | IDR | 100000 | 2000000 | 2023-08-08 | FIP Engineering | Irwan Sopian | FIP Engineering | FIP-DOM-000-11304-OS00001-INA-000000 | PO Closed | GL2307342 | 2023-07-25 | 2023-07-28 | 2023-09-10
231750479-1 | 231750479 - Approved | 1 | P-10398-00 | Ball Valve SS 316 1/2 | 1 | Pieces | IDR | 54000 | 54000 | 2023-08-08 | FIP Engineering | Irwan Sopian | FIP Engineering | FIP-DOM-000-11304-OS00001-INA-000000 | PO Closed | GL2309007 | 2023-07-25 | 2023-07-31 | 2023-12-02
231750479-2 | 231750479 - Approved | 2 | O-19141-00 | Fitting Pneumatic QS 6mm x 1/8 inch Female; ; ; | 1 | Pieces | IDR | 50000 | 50000 | 2023-08-08 | FIP Engineering | Irwan Sopian | FIP Engineering | FIP-DOM-000-11304-OS00001-INA-000000 | PO Closed | GL2309007 | 2023-07-25 | 2023-07-31 | 2023-12-02
231750479-3 | 231750479 - Approved | 3 | P-18666-00 | Vlok Ring Kuningan 1 inch x 1/2 inch; ; ; | 2 | Pieces | IDR | 250000 | 500000 | 2023-08-08 | FIP Engineering | Irwan Sopian | FIP Engineering | FIP-DOM-000-11304-OS00001-INA-000000 | PO Closed | GL2309007 | 2023-07-25 | 2023-07-31 | 2023-12-02
231750480-1 | 231750480 - Approved | 1 | P-15964-00 | Ball valve kuningan 1 inch KITZ; ; ; | 1 | Pieces | IDR | 324000 | 324000 | 2023-08-08 | FIP General | Irwan Sopian | FIP Engineering | FIP-DOM-ENG-51502-0000000-INA-000000 | PO Closed | GL2309007 | 2023-07-25 | 2023-07-31 | 2023-12-02
231750483-1 | 231750483 - Approved | 1 | P-15438-00 | CABLE SPIRAL WRAPPING, TYPE KS12, BRAND KSS; ; ; | 3 | Pack | IDR | 62000 | 186000 | 2023-08-09 | FIP Engineering | Irwan Sopian | FIP Engineering | FIP-DOM-000-11304-OS00001-INA-000000 | PO Closed | GL2309008 | 2023-07-26 | 2023-07-31 | 2023-11-15
231750484-1 | 231750484 - Approved | 1 | P-17562-00 | SIGMA - Mounting Base 20x20mm; ; ; | 2 | Pieces | IDR | 95000 | 190000 | 2023-08-09 | FIP Engineering | Irwan Sopian | FIP Engineering | FIP-DOM-000-11304-OS00001-INA-000000 | PO Closed | GL2309007 | 2023-07-26 | 2023-07-31 | 2023-12-02
231750486-1 | 231750486 - Approved | 1 | P-51559-00 | Lampu T5 14watt Putih; Phillips; ; | 80 | Pack | IDR | 29700 | 2376000 | 2023-08-10 | FIP Engineering | Mochammad Fadhillah Hakim | FIP Engineering | FIP-DOM-000-11304-OS00001-INA-000000 | PO Closed | GL2308042 | 2023-07-27 | 2023-07-31 | 2023-09-15
231750486-2 | 231750486 - Approved | 2 | P-51560-00 | Lampu T5 28watt Putih; Phillips; ; | 40 | Pieces | IDR | 36000 | 1440000 | 2023-08-10 | FIP Engineering | Mochammad Fadhillah Hakim | FIP Engineering | FIP-DOM-000-11304-OS00001-INA-000000 | PO Closed | GL2308042 | 2023-07-27 | 2023-07-31 | 2023-09-15
231750486-3 | 231750486 - Approved | 3 | O-54005-00 | LAMPU UV 15 WATT, OSRAM - Sesuai gambar pada Attachment | 2 | Pieces | IDR | 99000 | 198000 | 2023-08-10 | FIP Engineering | Mochammad Fadhillah Hakim | FIP Engineering | FIP-DOM-000-11304-OS00001-INA-000000 | PO Closed | GL2310002 | 2023-07-27 | 2023-07-31 | 2023-10-25
231750488-1 | 231750488 - Approved | 1 | O-15931-00 | Double Tape 3M 1" Merah - P/N : - pc | 5 | Pieces | IDR | 112500 | 562500 | 2023-08-10 | FIP Engineering | Mochammad Fadhillah Hakim | FIP Engineering | FIP-DOM-000-11304-OS00001-INA-000000 | PO Closed | GL2307342 | 2023-07-27 | 2023-07-29 | 2023-09-10
231750489-1 | 231750489 - Approved | 1 | S-42148-00 | Plakban Kuning Size 1 | 10 | Roll | IDR | 8000 | 80000 | 2023-08-10 | FIP General | Mochammad Fadhillah Hakim | FIP Engineering | FIP-DOM-ENG-51404-0000000-INA-000000 | PO Closed | GL2309023 | 2023-07-27 | 2023-07-29 | 2023-09-25
231750502-1 | 231750502 - Approved | 1 | S-60002-00 | Jasa Perbaikan dan Pemeliharaan Mesin Utility - Untuk service pompa PSG | 1 | Lot | IDR | 7875000 | 7875000 | 2023-08-11 | FIP General | Mochammad Fadhillah Hakim | FIP Engineering | FIP-DOM-ENG-51508-0000000-INA-000000 | PO Closed | GL2309004 | 2023-07-28 | 2023-07-29 | 2023-09-30
231750506-1 | 231750506 - Approved | 1 | P-10945-00 | Insulation - Seal Tape onda | 10 | Pieces | IDR | 5000 | 50000 | 2023-08-15 | FIP Engineering | Mochammad Fadhillah Hakim | FIP Engineering | FIP-DOM-000-11304-OS00001-INA-000000 | PO Closed | GL2308042 | 2023-08-01 | 2023-08-02 | 2023-09-15
231750506-2 | 231750506 - Approved | 2 | P-12764-00 | Silicone gasket for ferrule dia 1/2inch Taiwan | 20 | Pieces | IDR | 8000 | 160000 | 2023-08-15 | FIP Engineering | Mochammad Fadhillah Hakim | FIP Engineering | FIP-DOM-000-11304-OS00001-INA-000000 | PO Closed | GL2308042 | 2023-08-01 | 2023-08-02 | 2023-09-15
231750506-3 | 231750506 - Approved | 3 | O-54014-00 | STEKER 1 PHASE, BROCO | 10 | Pieces | IDR | 10000 | 100000 | 2023-08-15 | FIP Engineering | Mochammad Fadhillah Hakim | FIP Engineering | FIP-DOM-000-11304-OS00001-INA-000000 | PO Closed | GL2307342 | 2023-08-01 | 2023-08-02 | 2023-09-10
231750506-4 | 231750506 - Approved | 4 | O-54015-00 | STOP KONTAK LUBANG 4, BROCO | 5 | Unit | IDR | 49000 | 245000 | 2023-08-15 | FIP Engineering | Mochammad Fadhillah Hakim | FIP Engineering | FIP-DOM-000-11304-OS00001-INA-000000 | PO Closed | GL2308042 | 2023-08-01 | 2023-08-02 | 2023-09-15
231750506-5 | 231750506 - Approved | 5 | P-12433-00 | Isolasi AC- Sansui | 5 | Pieces | IDR | 10000 | 50000 | 2023-08-15 | FIP Engineering | Mochammad Fadhillah Hakim | FIP Engineering | FIP-DOM-000-11304-OS00001-INA-000000 | PO Closed | GL2308042 | 2023-08-01 | 2023-08-02 | 2023-09-15
231750506-6 | 231750506 - Approved | 6 | P-51736-00 | Kabel UTP isi 8 Cat 5e merk BELDEN; ; ; | 2 | Roll | IDR | 100000 | 200000 | 2023-08-15 | FIP Engineering | Mochammad Fadhillah Hakim | FIP Engineering | FIP-DOM-000-11304-OS00001-INA-000000 | PO Closed | GL2308042 | 2023-08-01 | 2023-08-02 | 2023-09-15
231750506-7 | 231750506 - Approved | 7 | O-14640-00 | Silicone Gasket for Ferrule dia. 3/4" - P/N : - pc | 20 | Pieces | IDR | 12000 | 240000 | 2023-08-15 | FIP Engineering | Mochammad Fadhillah Hakim | FIP Engineering | FIP-DOM-000-11304-OS00001-INA-000000 | PO Closed | GL2308042 | 2023-08-01 | 2023-08-02 | 2023-09-15
231750506-8 | 231750506 - Approved | 8 | P-14980-00 | Seal Ferrule Teflon 3/4 inch; ; ; | 10 | Pieces | IDR | 53000 | 530000 | 2023-08-15 | FIP Engineering | Mochammad Fadhillah Hakim | FIP Engineering | FIP-DOM-000-11304-OS00001-INA-000000 | PO Closed | GL2307342 | 2023-08-01 | 2023-08-02 | 2023-09-10
231750506-9 | 231750506 - Approved | 9 | P-50274-00 | Kabel NYAF 0.75 Merah | 1 | Pieces | IDR | 135 | 135 | 2023-08-15 | FIP Engineering | Mochammad Fadhillah Hakim | FIP Engineering | FIP-DOM-000-11304-OS00001-INA-000000 | PO Closed | GL2308042 | 2023-08-01 | 2023-08-02 | 2023-09-15
231750506-10 | 231750506 - Approved | 10 | P-51756-00 | Kabel NYYHY 3x0.75mm; ; ; meter | 50 | Meter | IDR | 6 | 300 | 2023-08-15 | FIP Engineering | Mochammad Fadhillah Hakim | FIP Engineering | FIP-DOM-000-11304-OS00001-INA-000000 | PO Closed | GL2307342 | 2023-08-01 | 2023-08-02 | 2023-09-10
231750506-11 | 231750506 - Approved | 11 | P-17897-00 | Foam Tape Perekat 1 Sisi 3mm x 25mm x 10M; ; ; | 2 | Pieces | IDR | 100000 | 200000 | 2023-08-15 | FIP Engineering | Mochammad Fadhillah Hakim | FIP Engineering | FIP-DOM-000-11304-OS00001-INA-000000 | PO Closed | GL2307342 | 2023-08-01 | 2023-08-02 | 2023-09-10
231750508-1 | 231750508 - Approved | 1 | Q-60025-00 | Kuas Eterna 1 | 10 | Pieces | IDR | 5000 | 50000 | 2023-08-15 | FIP General | Mochammad Fadhillah Hakim | FIP Engineering | FIP-DOM-ENG-51404-0000000-INA-000000 | PO Closed | GL2308347 | 2023-08-01 | 2023-08-02 | 2023-09-07
231750510-1 | 231750510 - Approved | 1 | O-16647-00 | Washing RAR4 - Oring Silicone Merah 23x18x2.5 mm; ; ; | 30 | Pieces | IDR | 35000 | 1050000 | 2023-08-15 | FIP Engineering | Mochammad Fadhillah Hakim | FIP Engineering | FIP-DOM-000-11304-OS00001-INA-000000 | PO Closed | GL2309007 | 2023-08-01 | 2023-08-02 | 2023-12-02
231750511-1 | 231750511 - Approved | 1 | P-12280-00 | FESTO - QS-1/8-8 Push-In fitting p/n 153004 | 5 | Pieces | IDR | 30798 | 153990 | 2023-08-15 | FIP Engineering | Mochammad Fadhillah Hakim | FIP Engineering | FIP-DOM-000-11304-OS00001-INA-000000 | PO Closed | GL2308344 | 2023-08-01 | 2023-08-02 | 2023-09-15
231750511-2 | 231750511 - Approved | 2 | P-12279-00 | FESTO - QS-1/8-6 Push-In fitting p/n 153002 | 5 | Pieces | IDR | 25198 | 125990 | 2023-08-15 | FIP Engineering | Mochammad Fadhillah Hakim | FIP Engineering | FIP-DOM-000-11304-OS00001-INA-000000 | PO Closed | GL2308344 | 2023-08-01 | 2023-08-02 | 2023-09-15
231750511-3 | 231750511 - Approved | 3 | P-12287-00 | FESTO - QS-1/8-6 Push-In fitting p/n 153002 | 5 | Pieces | IDR | 34298 | 171490 | 2023-08-15 | FIP Engineering | Mochammad Fadhillah Hakim | FIP Engineering | FIP-DOM-000-11304-OS00001-INA-000000 | PO Closed | GL2308344 | 2023-08-01 | 2023-08-02 | 2023-09-15
231750511-4 | 231750511 - Approved | 4 | P-12306-00 | FESTO - QST-8 push in t- connection p/n 153130 | 5 | Pieces | IDR | 100000 | 500000 | 2023-08-15 | FIP Engineering | Mochammad Fadhillah Hakim | FIP Engineering | FIP-DOM-000-11304-OS00001-INA-000000 | PO Closed | GL2308344 | 2023-08-01 | 2023-08-02 | 2023-09-15
231750511-5 | 231750511 - Approved | 5 | P-12305-00 | FESTO - QST-6 Push in t-connection p/n 153129 | 5 | Pieces | IDR | 100000 | 500000 | 2023-08-15 | FIP Engineering | Mochammad Fadhillah Hakim | FIP Engineering | FIP-DOM-000-11304-OS00001-INA-000000 | PO Closed | GL2308344 | 2023-08-01 | 2023-08-02 | 2023-09-15
231750511-6 | 231750511 - Approved | 6 | P-12276-00 | FESTO - QS-1/4-8 Push-In fitting p/n 153005 | 5 | Pieces | IDR | 100000 | 500000 | 2023-08-15 | FIP Engineering | Mochammad Fadhillah Hakim | FIP Engineering | FIP-DOM-000-11304-OS00001-INA-000000 | PO Closed | GL2308344 | 2023-08-01 | 2023-08-02 | 2023-09-15
231750511-7 | 231750511 - Approved | 7 | P-12275-00 | FESTO - QS-1/4-6 Push-In fitting p/n 153003 | 8 | Pieces | IDR | 100000 | 800000 | 2023-08-15 | FIP Engineering | Mochammad Fadhillah Hakim | FIP Engineering | FIP-DOM-000-11304-OS00001-INA-000000 | PO Closed | GL2308344 | 2023-08-01 | 2023-08-02 | 2023-09-15
231750511-8 | 231750511 - Approved | 8 | P-12265-00 | FESTO - Push In Connector QS-8-6 p/n 153038 | 5 | Pieces | IDR | 100000 | 500000 | 2023-08-15 | FIP Engineering | Mochammad Fadhillah Hakim | FIP Engineering | FIP-DOM-000-11304-OS00001-INA-000000 | PO Closed | GL2308344 | 2023-08-01 | 2023-08-02 | 2023-09-15
231750511-9 | 231750511 - Approved | 9 | P-12263-00 | FESTO - Push In Connector QS-8 p/n 153033 | 5 | Pieces | IDR | 100000 | 500000 | 2023-08-15 | FIP Engineering | Mochammad Fadhillah Hakim | FIP Engineering | FIP-DOM-000-11304-OS00001-INA-000000 | PO Closed | GL2308344 | 2023-08-01 | 2023-08-02 | 2023-09-15
231750511-10 | 231750511 - Approved | 10 | P-12261-00 | FESTO - Push In Connector QS-6 p/n 153032 | 5 | Pieces | IDR | 100000 | 500000 | 2023-08-15 | FIP Engineering | Mochammad Fadhillah Hakim | FIP Engineering | FIP-DOM-000-11304-OS00001-INA-000000 | PO Closed | GL2308344 | 2023-08-01 | 2023-08-02 | 2023-09-15
231750513-1 | 231750513 - Approved | 1 | P-17347-00 | Pre Filter G4 2m x 20m x 2mm; ; ; | 1 | Pieces | IDR | 2145000 | 2145000 | 2023-08-16 | FIP Engineering | Mochammad Fadhillah Hakim | FIP Engineering | FIP-DOM-000-11304-OS00001-INA-000000 | PO Closed | GL2309048 | 2023-08-02 | 2023-08-02 | 2023-11-25
231750519-1 | 231750519 - Approved | 1 | O-19255-00 | Spring Tekan SS304 ID 10mm, OD 16mm, Tebal 3mm, Panjang 71.35mm; ; ; | 10 | Pieces | IDR | 35200 | 352000 | 2023-08-17 | FIP Engineering | Mochammad Fadhillah Hakim | FIP Engineering | FIP-DOM-000-11304-OS00001-INA-000000 | PO Closed | GL2308044 | 2023-08-03 | 2023-08-04 | 2023-11-17
231750519-2 | 231750519 - Approved | 2 | P-18788-00 | Baut SS Hexagon SS M6x55mm + Mur; ; ; | 40 | Pieces | IDR | 3400 | 136000 | 2023-08-17 | FIP Engineering | Mochammad Fadhillah Hakim | FIP Engineering | FIP-DOM-000-11304-OS00001-INA-000000 | PO Closed | GL2308044 | 2023-08-03 | 2023-08-04 | 2023-11-17
231750520-1 | 231750520 - Approved | 1 | S-60002-00 | Jasa Perbaikan dan Pemeliharaan Mesin Utility - Untuk perbaikan UPS | 1 | Lot | IDR | 8500000 | 8500000 | 2023-08-17 | FIP General | Mochammad Fadhillah Hakim | FIP Engineering | FIP-DOM-ENG-51508-0000000-INA-000000 | PO Closed | GL2309067 | 2023-08-03 | 2023-08-04 | 2023-11-30
231750521-1 | 231750521 - Approved | 1 | O-19256-00 | Grendel Pintu Sliding Stanless Steel; ; ; | 5 | Pieces | IDR | 45000 | 225000 | 2023-08-17 | FIP Engineering | Mochammad Fadhillah Hakim | FIP Engineering | FIP-DOM-000-11304-OS00001-INA-000000 | PO Closed | GL2309007 | 2023-08-03 | 2023-08-07 | 2023-12-02
231750522-1 | 231750522 - Approved | 1 | P-50140-00 | Battery UPS | 20 | Pieces | IDR | 100000 | 2000000 | 2023-08-18 | FIP Engineering | Mochammad Fadhillah Hakim | FIP Engineering | FIP-DOM-000-11304-OS00001-INA-000000 | PO Closed | GL2308042 | 2023-08-04 | 2023-08-07 | 2023-09-15
231750523-1 | 231750523 - Approved | 1 | P-50288-00 | Bola Lampu - Halogen 20 W Osram | 5 | Pieces | IDR | 54 | 270 | 2023-08-18 | FIP Engineering | Mochammad Fadhillah Hakim | FIP Engineering | FIP-DOM-000-11304-OS00001-INA-000000 | PO Closed | GL2308042 | 2023-08-04 | 2023-08-07 | 2023-09-15
231750523-2 | 231750523 - Approved | 2 | O-18870-00 | Oring Silicone Merah 18.4x13x2.7 mm; ; ; | 30 | Pieces | IDR | 5000 | 150000 | 2023-08-18 | FIP Engineering | Mochammad Fadhillah Hakim | FIP Engineering | FIP-DOM-000-11304-OS00001-INA-000000 | PO Closed | GL2309049 | 2023-08-04 | 2023-08-07 | 2023-10-20
231750531-1 | 231750531 - Approved | 1 | Q-70026-00 | Baterai Tester Micro 200 Pro; Lancol; ; | 1 | Set | IDR | 415000 | 415000 | 2023-08-18 | FIP General | Mochammad Fadhillah Hakim | FIP Engineering | FIP-DOM-ENG-51404-0000000-INA-000000 | PO Closed | GL2309064 | 2023-08-04 | 2023-09-11 | 2023-10-19
231750535-1 | 231750535 - Approved | 1 | S-62036-00 | Gas Argon (Ar); 6 M3; Refill; High Purity (HP); Purity ≥ 99.995% | 1 | Tube | IDR | 250000 | 250000 | 2023-08-18 | FIP General | Mochammad Fadhillah Hakim | FIP Engineering | FIP-DOM-ENG-51404-0000000-INA-000000 | PO Closed | GL2311008 | 2023-08-04 | 2023-09-13 | 2023-11-10
231750542-1 | 231750542 - Approved | 1 | P-52515-00 | Flow Sensor Type SE30-HT (High Temperature Version); Burkert; ; | 1 | Pieces | IDR | 100000 | 100000 | 2023-08-21 | FIP Engineering | Mochammad Fadhillah Hakim | FIP Engineering | FIP-DOM-000-11304-OS00001-INA-000000 | PO Closed | GL2309050 | 2023-08-07 | 2023-08-08 | 2024-01-05
231750542-2 | 231750542 - Approved | 2 | P-52514-00 | Flow Transmitter Type 8025 (Remote/Panel Version); Burkert; ; | 1 | Pieces | IDR | 100000 | 100000 | 2023-08-21 | FIP Engineering | Mochammad Fadhillah Hakim | FIP Engineering | FIP-DOM-000-11304-OS00001-INA-000000 | PO Closed | GL2309050 | 2023-08-07 | 2023-08-08 | 2024-01-05
231750548-1 | 231750548 - Approved | 1 | S-40011-00 | Battery Lithium 3,6 V LS 14250, Shaft | 10 | Pieces | IDR | 315000 | 3150000 | 2023-08-22 | FIP General | Mochammad Fadhillah Hakim | FIP Engineering | FIP-DOM-ENG-51504-0000000-INA-000000 | PO Closed | GL2308049 | 2023-08-08 | 2023-08-08 | 2023-09-12
231750551-1 | 231750551 - Approved | 1 | O-12734-00 | Tubing Polyurethane TU0805 Clear, SMC, roll SINAR MUTIARA CAKRABUANA, PT P/N : X3 pc | 2 | Roll | IDR | 460000 | 920000 | 2023-08-23 | FIP General | Mochammad Fadhillah Hakim | FIP Engineering | FIP-DOM-ENG-51404-0000000-INA-000000 | PO Closed | GL2310029 | 2023-08-09 | 2023-09-13 | 2023-12-20
231750551-2 | 231750551 - Approved | 2 | O-12735-00 | Tubing Polyurethane TU0604 Clear; SMC; Part No. X3; roll | 2 | Roll | IDR | 220000 | 440000 | 2023-08-23 | FIP General | Mochammad Fadhillah Hakim | FIP Engineering | FIP-DOM-ENG-51404-0000000-INA-000000 | PO Closed | GL2310029 | 2023-08-09 | 2023-09-13 | 2023-12-20
231750552-1 | 231750552 - Approved | 1 | T-20055-00 | PerformancePlus Check Valve Cartridge; Waters; p/n 700002399 | 6 | Pieces | IDR | 4377240 | 26263440 | 2023-08-23 | FIP General | Mochammad Fadhillah Hakim | FIP Engineering | FIP-DOM-ENG-51505-0000000-INA-000000 | PO Closed | GL2308045 | 2023-08-09 | 2023-08-09 | 2023-09-15
231750555-1 | 231750555 - Approved | 1 | T-20123-00 | Acquity PDA/TUV 2489/2998 Perf Main Kit (lampu HPLC); Waters; P/N 201000281; 1 pc | 3 | Pieces | IDR | 13200000 | 39600000 | 2023-08-23 | FIP General | Mochammad Fadhillah Hakim | FIP Engineering | FIP-DOM-ENG-51505-0000000-INA-000000 | PO Closed | GL2308045 | 2023-08-09 | 2023-08-10 | 2023-09-15
231750557-1 | 231750557 - Approved | 1 | O-14594-00 | Kit, membrane ozone 6510 METTLER TOLEDO INDONESIA, PT P/N : - pc | 1 | Unit | IDR | 11754000 | 11754000 | 2023-08-24 | FIP Engineering | Mochammad Fadhillah Hakim | FIP Engineering | FIP-DOM-000-11304-OS00001-INA-000000 | PO Closed | GL2309052 | 2023-08-10 | 2023-08-14 | 2023-12-10
231750560-1 | 231750560 - Approved | 1 | S-60050-00 | Jasa Perbaikan dan Pemeliharaan Mesin Produksi; ; ; - Jasa Perbakan Sensor H2O2 | 1 | Pieces | IDR | 16850000 | 16850000 | 2023-08-24 | FIP General | Mochammad Fadhillah Hakim | FIP Engineering | FIP-DOM-ENG-51504-0000000-INA-000000 | PO Closed | GL2309051 | 2023-08-10 | 2023-08-10 | 2024-03-30
231750562-1 | 231750562 - Approved | 1 | R-62002-00 | Computer Notebook - Notebook ThinkPad E14 Gen 4 Intel 21E4CT | 1 | Unit | IDR | 13150000 | 13150000 | 2023-08-25 | FIP General | Kristiawan Sakti Winarno | FIP Engineering | FIP-DOM-ENG-13408-IT23006-INA-000000 | PO Closed | GL2308039 | 2023-08-11 | 2023-08-15 | 2023-08-30
231750567-1 | 231750567 - Approved | 1 | P-52529-00 | HDMI NSH-35 s/n 1308744 P/n: PWS6A00T-P; ; ; | 1 | Unit | IDR | 91000000 | 91000000 | 2023-08-25 | FIP Engineering | Mochammad Fadhillah Hakim | FIP Engineering | FIP-DOM-000-11304-OS00001-INA-000000 | PO Closed | GL2310005 | 2023-08-14 | 2023-08-15 | 2024-01-30
231750573-1 | 231750573 - Approved | 1 | P-53169-00 | Ballast Electronic EB-C 228 TL5, 2x28W; Phillips; ; | 10 | Pieces | IDR | 115000 | 1150000 | 2023-08-29 | FIP Engineering | Mochammad Fadhillah Hakim | FIP Engineering | FIP-DOM-000-11304-OS00001-INA-000000 | PO Closed | GL2310022 | 2023-08-15 | 2023-08-23 | 2023-11-20
231750573-2 | 231750573 - Approved | 2 | P-11991-00 | Cable ties CS 200L | 5 | Pieces | IDR | 100000 | 500000 | 2023-08-29 | FIP Engineering | Mochammad Fadhillah Hakim | FIP Engineering | FIP-DOM-000-11304-OS00001-INA-000000 | PO Closed | GL2309008 | 2023-08-15 | 2023-08-23 | 2023-11-15
231750573-3 | 231750573 - Approved | 3 | Q-60502-00 | Silicone Sealant, Silglaze, Type N10 White, pack size per pcs | 6 | Pieces | IDR | 62000 | 372000 | 2023-08-29 | FIP Engineering | Mochammad Fadhillah Hakim | FIP Engineering | FIP-DOM-000-11304-OS00001-INA-000000 | PO Closed | GL2309011 | 2023-08-15 | 2023-08-23 | 2023-09-25
231750574-1 | 231750574 - Approved | 1 | P-52791-00 | IC Components LTC2411IMS; ; ; | 5 | Pieces | IDR | 768000 | 3840000 | 2023-08-30 | FIP Engineering | Mochammad Fadhillah Hakim | FIP Engineering | FIP-DOM-000-11304-OS00001-INA-000000 | PO Closed | GL2310040 | 2023-08-16 | 2023-08-23 | 2023-11-20
231750581-1 | 231750581 - Approved | 1 | Q-10984-00 | Door Seal Karet Penutup Bawah Pintu Abu 2,5 cm x 1 M; ; ; | 6 | Pieces | IDR | 26000 | 156000 | 2023-08-30 | FIP General | Mochammad Fadhillah Hakim | FIP Engineering | FIP-DOM-ENG-51502-0000000-INA-000000 | PO Closed | GL2309064 | 2023-08-16 | 2023-09-13 | 2023-10-19
231750581-3 | 231750581 - Approved | 3 | Q-10982-00 | Spray Gun CSGLI2001 800cc; INGCO; ; | 1 | Set | IDR | 1650000 | 1650000 | 2023-08-30 | FIP General | Mochammad Fadhillah Hakim | FIP Engineering | FIP-DOM-ENG-51502-0000000-INA-000000 | PO Closed | GL2309064 | 2023-08-16 | 2023-09-13 | 2023-10-19
231750581-4 | 231750581 - Approved | 4 | Q-10985-00 | Keramik Granito Warna Crystal White Sand 60x60; Granito; ; | 10 | Box | IDR | 428000 | 4280000 | 2023-08-30 | FIP General | Mochammad Fadhillah Hakim | FIP Engineering | FIP-DOM-ENG-51502-0000000-INA-000000 | PO Closed | GL2309064 | 2023-08-16 | 2023-09-13 | 2023-10-19
231750583-1 | 231750583 - Approved | 1 | Q-10987-00 | HPL Edging Abu 2.2cm; Taco; ; | 5 | Meter | IDR | 13500 | 67500 | 2023-08-30 | FIP Engineering | Mochammad Fadhillah Hakim | FIP Engineering | FIP-DOM-ENG-51502-0000000-INA-000000 | PO Closed | GL2311018 | 2023-08-16 | 2023-09-13 | 2023-11-30
231750588-1 | 231750588 - Approved | 1 | S-60050-00 | Jasa Perbaikan dan Pemeliharaan Mesin Produksi; ; ; - Perbaikan Mesain FD | 1 | Pieces | IDR | 43806150 | 43806150 | 2023-09-04 | FIP General | Mochammad Fadhillah Hakim | FIP Engineering | FIP-DOM-ENG-51504-0000000-INA-000000 | PO Closed | GL2309027 | 2023-08-21 | 2023-09-13 | 2023-10-09
231750591-1 | 231750591 - Approved | 1 | O-16030-00 | 001292; Item Type : Dry box; 97800 Y 8.5 E4 5; Material : CSM; Shape : 97; Size : 8.5; Thickness (mm; ; ; | 10 | Unit | IDR | 1860265.56 | 18602655.55 | 2023-09-05 | FIP Engineering | Mochammad Fadhillah Hakim | FIP Engineering | FIP-DOM-000-11304-OS00001-INA-000000 | PO Closed | GL2309068 | 2023-08-22 | 2023-08-23 | 2023-11-30
231750591-2 | 231750591 - Approved | 2 | O-16032-00 | Sleeves M200/90 Y 550 E4 Bt5/5 BJ;001643;Material : CSM; Shape : 200/90; Thickness (mm) : 4/10; Leng; ; ; | 30 | Unit | IDR | 1877268.71 | 56318061.3 | 2023-09-05 | FIP Engineering | Mochammad Fadhillah Hakim | FIP Engineering | FIP-DOM-000-11304-OS00001-INA-000000 | PO Closed | GL2309068 | 2023-08-22 | 2023-08-23 | 2023-11-10
231750591-3 | 231750591 - Approved | 3 | O-16033-00 | Isolator Gloves E10330 Y 7 E4 4; 000156; Material : CSM; Shape : E10; Size : 7; Thickness (mm) : 4/1; ; ; | 30 | Unit | IDR | 1244079.87 | 37322396.16 | 2023-09-05 | FIP Engineering | Mochammad Fadhillah Hakim | FIP Engineering | FIP-DOM-000-11304-OS00001-INA-000000 | PO Closed | GL2309068 | 2023-08-22 | 2023-08-23 | 2023-11-10
231750593-1 | 231750593 - Approved | 1 | O-16647-00 | Washing RAR4 - Oring Silicone Merah 23x18x2.5 mm; ; ; | 30 | Pieces | IDR | 35000 | 1050000 | 2023-09-05 | FIP Engineering | Mochammad Fadhillah Hakim | FIP Engineering | FIP-DOM-000-11304-OS00001-INA-000000 | PO Closed | GL2310022 | 2023-08-22 | 2023-08-23 | 2023-11-20
231750594-1 | 231750594 - Approved | 1 | P-12994-00 | Nippon Tape - ASF-110FR | 3 | Pieces | IDR | 600000 | 1800000 | 2023-09-05 | FIP Engineering | Mochammad Fadhillah Hakim | FIP Engineering | FIP-DOM-000-11304-OS00001-INA-000000 | PO Closed | GL2309008 | 2023-08-22 | 2023-08-23 | 2023-11-15
231750600-1 | 231750600 - Approved | 1 | P-18725-00 | Freon Refrigerant Chemours Suva R507; ; ; | 12 | Can | IDR | 2250000 | 27000000 | 2023-09-07 | FIP Engineering | Mochammad Fadhillah Hakim | FIP Engineering | FIP-DOM-000-11304-OS00001-INA-000000 | PO Closed | GL2308042 | 2023-08-24 | 2023-08-24 | 2023-09-15
231750606-1 | 231750606 - Approved | 1 | P-18789-00 | Gland Packing Teflon PTFE 4x4 mm; ; ; | 10 | Meter | IDR | 65000 | 650000 | 2023-09-11 | FIP Engineering | Mochammad Fadhillah Hakim | FIP Engineering | FIP-DOM-000-11304-OS00001-INA-000000 | PO Closed | GL2310022 | 2023-08-28 | 2023-08-29 | 2023-11-20
231750614-1 | 231750614 - Approved | 1 | S-60002-00 | Jasa Perbaikan dan Pemeliharaan Mesin Utility - Repair Pelampung PSG | 1 | Lot | IDR | 2150000 | 2150000 | 2023-09-12 | FIP General | Mochammad Fadhillah Hakim | FIP Engineering | FIP-DOM-ENG-51508-0000000-INA-000000 | PO Closed | GL2310026 | 2023-08-29 | 2023-09-14 | 2023-11-10
231750624-1 | 231750624 - Approved | 1 | P-51559-00 | Lampu T5 14watt Putih; Phillips; ; | 40 | Pack | IDR | 29700 | 1188000 | 2023-09-14 | FIP Engineering | Mochammad Fadhillah Hakim | FIP Engineering | FIP-DOM-000-11304-OS00001-INA-000000 | PO Closed | GL2309008 | 2023-08-31 | 2023-09-01 | 2023-11-15
231750624-2 | 231750624 - Approved | 2 | P-51560-00 | Lampu T5 28watt Putih; Phillips; ; | 20 | Pieces | IDR | 36000 | 720000 | 2023-09-14 | FIP Engineering | Mochammad Fadhillah Hakim | FIP Engineering | FIP-DOM-000-11304-OS00001-INA-000000 | PO Closed | GL2309008 | 2023-08-31 | 2023-09-01 | 2023-11-15
231750624-3 | 231750624 - Approved | 3 | P-53173-00 | Ballast Electronic EB-C 214 TL5, 2x14W; Phillips; ; | 20 | Pieces | IDR | 115000 | 2300000 | 2023-09-14 | FIP Engineering | Mochammad Fadhillah Hakim | FIP Engineering | FIP-DOM-000-11304-OS00001-INA-000000 | PO Closed | GL2310022 | 2023-08-31 | 2023-09-01 | 2023-11-20
231750624-4 | 231750624 - Approved | 4 | P-53169-00 | Ballast Electronic EB-C 228 TL5, 2x28W; Phillips; ; | 20 | Pieces | IDR | 115000 | 2300000 | 2023-09-14 | FIP Engineering | Mochammad Fadhillah Hakim | FIP Engineering | FIP-DOM-000-11304-OS00001-INA-000000 | PO Closed | GL2310022 | 2023-08-31 | 2023-09-01 | 2023-11-20
231750624-5 | 231750624 - Approved | 5 | Q-10249-00 | Lem Power Glue; ; ; | 30 | Pieces | IDR | 4050 | 121500 | 2023-09-14 | FIP Engineering | Mochammad Fadhillah Hakim | FIP Engineering | FIP-DOM-000-11304-OS00001-INA-000000 | PO Closed | GL2309010 | 2023-08-31 | 2023-09-01 | 2023-10-31
231750624-6 | 231750624 - Approved | 6 | P-10726-00 | Cleaner - Contact Cleaner CRC CO 2016 500 ml | 2 | Pieces | IDR | 90000 | 180000 | 2023-09-14 | FIP Engineering | Mochammad Fadhillah Hakim | FIP Engineering | FIP-DOM-000-11304-OS00001-INA-000000 | PO Closed | GL2310022 | 2023-08-31 | 2023-09-01 | 2023-11-20
231750624-7 | 231750624 - Approved | 7 | Q-10650-00 | Aquaproof Abu-Abu @4 Kg; ; ; | 2 | Can | IDR | 230000 | 460000 | 2023-09-14 | FIP Engineering | Mochammad Fadhillah Hakim | FIP Engineering | FIP-DOM-000-11304-OS00001-INA-000000 | PO Closed | GL2309010 | 2023-08-31 | 2023-09-01 | 2023-10-31
231750624-8 | 231750624 - Approved | 8 | O-15931-00 | Double Tape 3M 1" Merah - P/N : - pc | 5 | Pieces | IDR | 112500 | 562500 | 2023-09-14 | FIP Engineering | Mochammad Fadhillah Hakim | FIP Engineering | FIP-DOM-000-11304-OS00001-INA-000000 | PO Closed | GL2310022 | 2023-08-31 | 2023-09-01 | 2023-11-20
231750624-9 | 231750624 - Approved | 9 | Q-10172-00 | Polyfloor PFT-213 Light blue @ 20 KG | 2 | Pieces | IDR | 2036136.36 | 4072272.72 | 2023-09-14 | FIP Engineering | Mochammad Fadhillah Hakim | FIP Engineering | FIP-DOM-000-11304-OS00001-INA-000000 | PO Closed | GL2309016 | 2023-08-31 | 2023-09-01 | 2023-10-03
231750624-10 | 231750624 - Approved | 10 | P-51756-00 | Kabel NYYHY 3x0.75mm; ; ; meter | 25 | Meter | IDR | 6 | 150 | 2023-09-14 | FIP Engineering | Mochammad Fadhillah Hakim | FIP Engineering | FIP-DOM-000-11304-OS00001-INA-000000 | PO Closed | GL2310022 | 2023-08-31 | 2023-09-01 | 2023-11-20
231750624-11 | 231750624 - Approved | 11 | Q-60502-00 | Silicone Sealant, Silglaze, Type N10 White, pack size per pcs | 10 | Pieces | IDR | 62000 | 620000 | 2023-09-14 | FIP Engineering | Mochammad Fadhillah Hakim | FIP Engineering | FIP-DOM-000-11304-OS00001-INA-000000 | PO Closed | GL2309011 | 2023-08-31 | 2023-09-01 | 2023-09-25
231750624-12 | 231750624 - Approved | 12 | Q-60501-00 | Silicone Sealant, Silglaze, Type N10 Clear, pack size per pcs | 5 | Pieces | IDR | 62000 | 310000 | 2023-09-14 | FIP Engineering | Mochammad Fadhillah Hakim | FIP Engineering | FIP-DOM-000-11304-OS00001-INA-000000 | PO Closed | GL2309011 | 2023-08-31 | 2023-09-01 | 2023-09-25
231750624-13 | 231750624 - Approved | 13 | P-18410-00 | Dynabolt M6 x 85mm; ; ; | 2 | Pieces | IDR | 100000 | 200000 | 2023-09-14 | FIP Engineering | Mochammad Fadhillah Hakim | FIP Engineering | FIP-DOM-000-11304-OS00001-INA-000000 | PO Closed | GL2310022 | 2023-08-31 | 2023-09-01 | 2023-11-20
231750625-1 | 231750625 - Approved | 1 | O-18055-00 | Robot Casepacker - Suction cup; VB17. single below; diameter Cup 17 mm.; vmeca; ; | 20 | Pieces | IDR | 100000 | 2000000 | 2023-09-14 | FIP Engineering | Mochammad Fadhillah Hakim | FIP Engineering | FIP-DOM-000-11304-OS00001-INA-000000 | PO Closed | GL2310025 | 2023-08-31 | 2023-09-01 | 2023-11-03
231750626-1 | 231750626 - Approved | 1 | O-15619-00 | HIGH PRECISION OPTICAL FIBER 10MM WIDTH FU-12, VIALS MAXIMUM LOAD AT OUTFEED SENSOR KEYENCE P/N : - pc | 2 | Unit | IDR | 2161000 | 4322000 | 2023-09-14 | FIP Engineering | Mochammad Fadhillah Hakim | FIP Engineering | FIP-DOM-000-11304-OS00001-INA-000000 | PO Closed | GL2310024 | 2023-08-31 | 2023-09-01 | 2023-11-30
231750633-1 | 231750633 - Approved | 1 | R-61000-00 | Office Equipments - AC Split Daikin 2PK | 1 | Unit | IDR | 11740000 | 11740000 | 2023-09-15 | FIP General | Mochammad Fadhillah Hakim | FIP Engineering | FIP-DOM-ENG-13405-EQNB242-INA-000000 | PO Closed | GL2310048 | 2023-09-01 | 2023-09-15 | 2023-11-20
231750634-1 | 231750634 - Approved | 1 | R-62025-00 | Aset UPS | 1 | Unit | IDR | 13500000 | 13500000 | 2023-09-15 | FIP General | Mochammad Fadhillah Hakim | FIP Engineering | FIP-DOM-ENG-13408-ITNB207-INA-000000 | PO Closed | GL2309045 | 2023-09-01 | 2023-09-15 | 2023-10-02
231750645-1 | 231750645 - Approved | 1 | P-53102-00 | Lampu PLC 13watt/E27 Putih; Phillips; ; | 30 | Pieces | IDR | 26100 | 783000 | 2023-09-18 | FIP Engineering | Mochammad Fadhillah Hakim | FIP Engineering | FIP-DOM-000-11304-OS00001-INA-000000 | PO Closed | GL2309008 | 2023-09-04 | 2023-09-08 | 2023-11-15
231750650-1 | 231750650 - Approved | 1 | S-60050-00 | Jasa Perbaikan dan Pemeliharaan Mesin Produksi; ; ; - Jasa Perbaikan Sensor PMS | 1 | Pieces | IDR | 3000000 | 3000000 | 2023-09-20 | FIP General | Mochammad Fadhillah Hakim | FIP Engineering | FIP-DOM-ENG-51504-0000000-INA-000000 | PO Closed | GL2310008 | 2023-09-06 | 2023-09-07 | 2023-11-15
231750652-1 | 231750652 - Approved | 1 | O-19288-00 | Gasket Gloves Leak Tester Port Mixing; GEMA; ; | 5 | Pieces | IDR | 2150000 | 10750000 | 2023-09-20 | FIP Engineering | Mochammad Fadhillah Hakim | FIP Engineering | FIP-DOM-000-11304-OS00001-INA-000000 | PO Closed | GL2310027 | 2023-09-06 | 2023-09-08 | 2023-11-30
231750655-1 | 231750655 - Approved | 1 | O-54014-00 | STEKER 1 PHASE, BROCO | 1 | Pieces | IDR | 10000 | 10000 | 2023-09-20 | FIP Engineering | Mochammad Fadhillah Hakim | FIP Engineering | FIP-DOM-000-11304-OS00001-INA-000000 | PO Closed | GL2310022 | 2023-09-06 | 2023-09-08 | 2023-11-20
231750655-2 | 231750655 - Approved | 2 | P-51756-00 | Kabel NYYHY 3x0.75mm; ; ; meter | 10 | Meter | IDR | 6 | 60 | 2023-09-20 | FIP Engineering | Mochammad Fadhillah Hakim | FIP Engineering | FIP-DOM-000-11304-OS00001-INA-000000 | PO Closed | GL2310022 | 2023-09-06 | 2023-09-08 | 2023-11-20
231750655-3 | 231750655 - Approved | 3 | P-52807-00 | 4" Inline Hydrophonic Fan 0,04kw 220V; ; ; | 1 | Pieces | IDR | 1050000 | 1050000 | 2023-09-20 | FIP Engineering | Mochammad Fadhillah Hakim | FIP Engineering | FIP-DOM-000-11304-OS00001-INA-000000 | PO Closed | GL2310022 | 2023-09-06 | 2023-09-08 | 2023-11-20
231750657-1 | 231750657 - Approved | 1 | P-18835-00 | Solenoid Valve Pneumatic UD08E4 Port 1/4" 2/2 Way 24VDC; EMC; ; | 2 | Pieces | IDR | 198000 | 396000 | 2023-09-20 | FIP Engineering | Mochammad Fadhillah Hakim | FIP Engineering | FIP-DOM-000-11304-OS00001-INA-000000 | PO Closed | GL2309008 | 2023-09-06 | 2023-09-08 | 2023-11-15
231750660-1 | 231750660 - Approved | 1 | Q-11000-00 | Jasa Perbaikan Gedung; ; ; - Pengecatan lantai Epoxy Area Autoclave Class C, Pengecatan lantai Epoxy Area Mixing Class C & Pengecatan lantai Epoxy Area Filling Class B | 1 | Lot | IDR | 81366500 | 81366500 | 2023-10-27 | FIP General | Irwan Sopian | FIP Engineering | FIP-DOM-ENG-51502-0000000-INA-000000 | PO Closed | GL2310003 | 2023-09-07 | 2023-09-19 | 2023-10-31
231750661-1 | 231750661 - Approved | 1 | O-19287-00 | Minihelic Differensial Pressure Gauge Model 2-5000-2KPA; Dwyer; ; | 2 | Pieces | IDR | 1800000 | 3600000 | 2023-09-22 | FIP Engineering | Mochammad Fadhillah Hakim | FIP Engineering | FIP-DOM-000-11304-OS00001-INA-000000 | PO Closed | GL2310028 | 2023-09-08 | 2023-09-11 | 2023-11-03
231750663-1 | 231750663 - Approved | 1 | Q-11000-00 | Jasa Perbaikan Gedung; ; ; - Untuk pengadaan Bumper Tembok Produksi | 2 | Lot | IDR | 2800000 | 5600000 | 2023-09-22 | FIP General | Mochammad Fadhillah Hakim | FIP Engineering | FIP-DOM-ENG-51502-0000000-INA-000000 | PO Closed | GL2310004 | 2023-09-08 | 2023-09-11 | 2023-10-31
231750685-1 | 231750685 - Approved | 1 | S-60050-00 | Jasa Perbaikan dan Pemeliharaan Mesin Produksi; ; ; - Untuk perbaikan pompa circulatiion hubber mixing | 1 | Pieces | IDR | 3675000 | 3675000 | 2023-09-27 | FIP General | Mochammad Fadhillah Hakim | FIP Engineering | FIP-DOM-ENG-51504-0000000-INA-000000 | PO Closed | GL2310055 | 2023-09-13 | 2023-09-22 | 2023-11-20
231750688-1 | 231750688 - Approved | 1 | R-61000-00 | Office Equipments - Tambahan Aksesoris AC QC Storage | 1 | Unit | IDR | 5694050 | 5694050 | 2023-09-28 | FIP General | Mochammad Fadhillah Hakim | FIP Engineering | FIP-DOM-ENG-13405-EQNB242-INA-000000 | PO Closed | GL2311002 | 2023-09-14 | 2023-10-10 | 2023-11-15
231750702-1 | 231750702 - Approved | 1 | P-18504-00 | Chemours - Freon 404A;; ; ; | 2 | Can | IDR | 2100000 | 4200000 | 2023-09-29 | FIP Engineering | Mochammad Fadhillah Hakim | FIP Engineering | FIP-DOM-000-11304-OS00001-INA-000000 | PO Closed | GL2310049 | 2023-09-15 | 2023-09-22 | 2023-11-10
231750705-1 | 231750705 - Approved | 1 | S-60050-00 | Jasa Perbaikan dan Pemeliharaan Mesin Produksi; ; ; - Untuk Pembuatan Dudukan Sensor PH Mixing MV10 | 1 | Pieces | IDR | 2975000 | 2975000 | 2023-10-02 | FIP General | Mochammad Fadhillah Hakim | FIP Engineering | FIP-DOM-ENG-51504-0000000-INA-000000 | PO Closed | GL2311046 | 2023-09-18 | 2023-10-16 | 2024-01-15
231750706-1 | 231750706 - Approved | 1 | S-60050-00 | Jasa Perbaikan dan Pemeliharaan Mesin Produksi; ; ; - Untuk Pembuatan Susukan Sensor PH Mixing MV60 | 1 | Pieces | IDR | 2587000 | 2587000 | 2023-10-02 | FIP General | Mochammad Fadhillah Hakim | FIP Engineering | FIP-DOM-ENG-51504-0000000-INA-000000 | PO Closed | GL2311012 | 2023-09-18 | 2023-09-22 | 2023-12-15
231750707-1 | 231750707 - Approved | 1 | O-17669-00 | INPRO 6860i/12/120/nA, Operating Range : 8 ppb - 60% O2 Sat. Measured Pressure Resistance : 0 bar - METTLER TOLEDO INDONESIA, PT P/N : - pc | 1 | Unit | IDR | 57562200 | 57562200 | 2023-10-02 | FIP Engineering | Mochammad Fadhillah Hakim | FIP Engineering | FIP-DOM-000-11304-OS00001-INA-000000 | PO Closed | GL2310030 | 2023-09-18 | 2023-09-21 | 2023-12-20
231750707-2 | 231750707 - Approved | 2 | O-52530-00 | Sensor PH Meter Type : InPro3250/120/PT1000 PN. 52002548; Mettler-Toledo; ; | 1 | Pieces | IDR | 12026240 | 12026240 | 2023-10-02 | FIP Engineering | Mochammad Fadhillah Hakim | FIP Engineering | FIP-DOM-000-11304-OS00001-INA-000000 | PO Closed | GL2310030 | 2023-09-18 | 2023-09-21 | 2023-12-20
231750723-1 | 231750723 - Approved | 1 | T-30012-00 | Bracket Proyektor Gantung Universal 80cm; ; ; | 3 | Pieces | IDR | 137000 | 411000 | 2023-10-05 | FIP General | Mochammad Fadhillah Hakim | FIP Engineering | FIP-DOM-ENG-51502-0000000-INA-000000 | PO Closed | GL2310001 | 2023-09-21 | 2023-09-22 | 2023-10-17
231750723-2 | 231750723 - Approved | 2 | T-30015-00 | CPU Case Bracket Stand CPB5; Orico; ; | 2 | Pieces | IDR | 260000 | 520000 | 2023-10-05 | FIP General | Mochammad Fadhillah Hakim | FIP Engineering | FIP-DOM-ENG-51404-0000000-INA-000000 | PO Closed | GL2310001 | 2023-09-21 | 2023-09-22 | 2023-10-17
231750733-1 | 231750733 - Approved | 1 | Q-11000-00 | Jasa Perbaikan Gedung; ; ; - Untuk Penggantian Pintu Toilet LT 3 | 1 | Lot | IDR | 6975000 | 6975000 | 2023-10-09 | FIP General | Mochammad Fadhillah Hakim | FIP Engineering | FIP-DOM-ENG-51502-0000000-INA-000000 | PO Closed | GL2310043 | 2023-09-25 | 2023-09-29 | 2023-11-30
231750734-1 | 231750734 - Approved | 1 | S-60002-00 | Jasa Perbaikan dan Pemeliharaan Mesin Utility - Untuk Perbaikan Emergency Switch Forklift | 1 | Lot | IDR | 9600000 | 9600000 | 2023-10-09 | FIP General | Mochammad Fadhillah Hakim | FIP Engineering | FIP-DOM-ENG-51508-0000000-INA-000000 | PO Closed | GL2311013 | 2023-09-25 | 2023-09-28 | 2023-12-20
231750736-1 | 231750736 - Approved | 1 | S-60002-00 | Jasa Perbaikan dan Pemeliharaan Mesin Utility - Untuk Pelampung PSG | 1 | Lot | IDR | 13500000 | 13500000 | 2023-10-09 | FIP General | Mochammad Fadhillah Hakim | FIP Engineering | FIP-DOM-ENG-51508-0000000-INA-000000 | PO Closed | GL2311014 | 2023-09-25 | 2023-09-28 | 2023-12-15
231750738-1 | 231750738 - Approved | 1 | S-60050-00 | Jasa Perbaikan dan Pemeliharaan Mesin Produksi; ; ; - Needle PW Mesin EDM | 2 | Pieces | IDR | 885000 | 1770000 | 2023-10-19 | FIP General | Irwan Sopian | FIP Engineering | FIP-DOM-ENG-51504-0000000-INA-000000 | PO Closed | GL2311010 | 2023-09-28 | 2023-09-28 | 2023-12-10
231750748-1 | 231750748 - Approved | 1 | P-12994-00 | Nippon Tape - ASF-110FR | 2 | Pieces | IDR | 600000 | 1200000 | 2023-10-16 | FIP Engineering | Mochammad Fadhillah Hakim | FIP Engineering | FIP-DOM-000-11304-OS00001-INA-000000 | PO Closed | GL2311028 | 2023-10-02 | 2023-10-03 | 2023-12-16
231750748-2 | 231750748 - Approved | 2 | Q-10249-00 | Lem Power Glue; ; ; | 10 | Pieces | IDR | 4050 | 40500 | 2023-10-16 | FIP Engineering | Mochammad Fadhillah Hakim | FIP Engineering | FIP-DOM-000-11304-OS00001-INA-000000 | PO Closed | GL2310018 | 2023-10-02 | 2023-10-03 | 2023-10-31
231750748-3 | 231750748 - Approved | 3 | P-10017-00 | Pre Filter G4 size : 24X24X2 | 30 | Unit | IDR | 450000 | 13500000 | 2023-10-16 | FIP Engineering | Mochammad Fadhillah Hakim | FIP Engineering | FIP-DOM-000-11304-OS00001-INA-000000 | PO Closed | GL2311019 | 2023-10-02 | 2023-10-03 | 2023-12-20
231750748-4 | 231750748 - Approved | 4 | P-15852-00 | AMPLAS EAGLE 500 | 10 | Pieces | IDR | 4500 | 45000 | 2023-10-16 | FIP Engineering | Mochammad Fadhillah Hakim | FIP Engineering | FIP-DOM-000-11304-OS00001-INA-000000 | PO Closed | GL2311026 | 2023-10-02 | 2023-10-03 | 2023-12-15
231750748-5 | 231750748 - Approved | 5 | P-14453-00 | Filter IAF MB Series (Medium Filter), efficiency : 60-65 %, Size: 24 x 24 x 12 inch; IAF; ; | 10 | Pieces | IDR | 100000 | 1000000 | 2023-10-16 | FIP Engineering | Mochammad Fadhillah Hakim | FIP Engineering | FIP-DOM-000-11304-OS00001-INA-000000 | PO Closed | GL2311019 | 2023-10-02 | 2023-10-03 | 2023-12-20
231750748-6 | 231750748 - Approved | 6 | O-18055-00 | Robot Casepacker - Suction cup; VB17. single below; diameter Cup 17 mm.; vmeca; ; | 20 | Pieces | IDR | 100000 | 2000000 | 2023-10-16 | FIP Engineering | Mochammad Fadhillah Hakim | FIP Engineering | FIP-DOM-000-11304-OS00001-INA-000000 | PO Closed | GL2311027 | 2023-10-02 | 2023-10-03 | 2023-12-15
231750748-7 | 231750748 - Approved | 7 | P-51756-00 | Kabel NYYHY 3x0.75mm; ; ; meter | 100 | Meter | IDR | 6 | 600 | 2023-10-16 | FIP Engineering | Mochammad Fadhillah Hakim | FIP Engineering | FIP-DOM-000-11304-OS00001-INA-000000 | PO Closed | GL2311026 | 2023-10-02 | 2023-10-03 | 2023-12-15
231750748-8 | 231750748 - Approved | 8 | P-14458-00 | Filter IAF MBV Series (Medium Filter), efficiency : 90-95 %, Size: 12 x 24 x 12 inch; IAF; ; | 12 | Pieces | IDR | 100000 | 1200000 | 2023-10-16 | FIP Engineering | Mochammad Fadhillah Hakim | FIP Engineering | FIP-DOM-000-11304-OS00001-INA-000000 | PO Closed | GL2311019 | 2023-10-02 | 2023-10-03 | 2023-12-20
231750748-9 | 231750748 - Approved | 9 | P-14457-00 | Filter IAF MBV Series (Medium Filter), efficiency : 90-95 %, Size: 24 x 24 x 12 inch; IAF; ; | 12 | Pieces | IDR | 100000 | 1200000 | 2023-10-16 | FIP Engineering | Mochammad Fadhillah Hakim | FIP Engineering | FIP-DOM-000-11304-OS00001-INA-000000 | PO Closed | GL2311019 | 2023-10-02 | 2023-10-03 | 2023-12-20
231750748-10 | 231750748 - Approved | 10 | P-14456-00 | Filter IAF MBV Series (Medium Filter), efficiency : 80-85 %, Size: 12 x 24 x 12 inch; IAF; ; | 12 | Pieces | IDR | 100000 | 1200000 | 2023-10-16 | FIP Engineering | Mochammad Fadhillah Hakim | FIP Engineering | FIP-DOM-000-11304-OS00001-INA-000000 | PO Closed | GL2311019 | 2023-10-02 | 2023-10-03 | 2023-12-20
231750748-11 | 231750748 - Approved | 11 | P-14455-00 | Filter IAF MBV Series (Medium Filter), efficiency : 80-85 %, Size: 24 x 24 x 12 inch; IAF; ; | 12 | Pieces | IDR | 100000 | 1200000 | 2023-10-16 | FIP Engineering | Mochammad Fadhillah Hakim | FIP Engineering | FIP-DOM-000-11304-OS00001-INA-000000 | PO Closed | GL2311019 | 2023-10-02 | 2023-10-03 | 2023-12-20
231750748-12 | 231750748 - Approved | 12 | P-14454-00 | Filter IAF MB Series (Medium Filter), efficiency : 60-65 %, Size: 12 x 24 x 12 inch; IAF; ; | 10 | Pieces | IDR | 100000 | 1000000 | 2023-10-16 | FIP Engineering | Mochammad Fadhillah Hakim | FIP Engineering | FIP-DOM-000-11304-OS00001-INA-000000 | PO Closed | GL2311019 | 2023-10-02 | 2023-10-03 | 2023-12-20
231750748-13 | 231750748 - Approved | 13 | P-50140-00 | Battery UPS - Battery kering Merk YUASA 12V 9AH | 20 | Pieces | IDR | 100000 | 2000000 | 2023-10-16 | FIP Engineering | Mochammad Fadhillah Hakim | FIP Engineering | FIP-DOM-000-11304-OS00001-INA-000000 | PO Closed | GL2311028 | 2023-10-02 | 2023-10-03 | 2023-12-16
231750748-14 | 231750748 - Approved | 14 | P-50781-00 | Battery 12V 18AH merk LONG | 3 | Pieces | IDR | 100000 | 300000 | 2023-10-16 | FIP Engineering | Mochammad Fadhillah Hakim | FIP Engineering | FIP-DOM-000-11304-OS00001-INA-000000 | PO Closed | GL2311026 | 2023-10-02 | 2023-10-03 | 2023-12-15
231750748-15 | 231750748 - Approved | 15 | P-18472-00 | Thermostatic Steam Trap LV6-CE DN20 Stainless Steel; TLV; ; | 2 | Pieces | IDR | 500000 | 1000000 | 2023-10-16 | FIP Engineering | Mochammad Fadhillah Hakim | FIP Engineering | FIP-DOM-000-11304-OS00001-INA-000000 | PO Closed | GL2311029 | 2023-10-02 | 2023-10-03 | 2024-03-30
231750748-16 | 231750748 - Approved | 16 | P-18788-00 | Baut SS Hexagon SS M6x55mm + Mur; ; ; | 100 | Pieces | IDR | 3400 | 340000 | 2023-10-16 | FIP Engineering | Mochammad Fadhillah Hakim | FIP Engineering | FIP-DOM-000-11304-OS00001-INA-000000 | PO Closed | GL2311034 | 2023-10-02 | 2023-10-03 | 2023-12-05
231750758-1 | 231750758 - Approved | 1 | T-80060-00 | Box file F4 4011-01 | 5 | Pieces | IDR | 30952 | 154760 | 2023-10-17 | FIP General | Mochammad Fadhillah Hakim | FIP Engineering | FIP-DOM-ENG-51411-0000000-INA-000000 | PO Closed | GL2311020 | 2023-10-03 | 2023-10-16 | 2023-12-03
231750758-2 | 231750758 - Approved | 2 | T-80635-00 | Kertas HVS A4 70 gram | 10 | Rim | IDR | 35585 | 355850 | 2023-10-17 | FIP General | Mochammad Fadhillah Hakim | FIP Engineering | FIP-DOM-ENG-51411-0000000-INA-000000 | PO Closed | GL2311023 | 2023-10-03 | 2023-10-16 | 2023-11-23
231750758-3 | 231750758 - Approved | 3 | T-80391-00 | Post-It Kecil PRONTO warna warni | 3 | Pieces | IDR | 10000 | 30000 | 2023-10-17 | FIP General | Mochammad Fadhillah Hakim | FIP Engineering | FIP-DOM-ENG-51411-0000000-INA-000000 | PO Closed | GL2311021 | 2023-10-03 | 2023-10-16 | 2023-11-30
231750758-4 | 231750758 - Approved | 4 | T-80387-00 | Post-It 3M Yellow 653 | 4 | Pieces | IDR | 6000 | 24000 | 2023-10-17 | FIP General | Mochammad Fadhillah Hakim | FIP Engineering | FIP-DOM-ENG-51411-0000000-INA-000000 | PO Closed | GL2311022 | 2023-10-03 | 2023-10-16 | 2023-12-03
231750758-5 | 231750758 - Approved | 5 | T-80386-00 | Post-It 3M sign here | 2 | Pieces | IDR | 20000 | 40000 | 2023-10-17 | FIP General | Mochammad Fadhillah Hakim | FIP Engineering | FIP-DOM-ENG-51411-0000000-INA-000000 | PO Closed | GL2311021 | 2023-10-03 | 2023-10-16 | 2023-11-30
231750758-6 | 231750758 - Approved | 6 | T-80376-00 | Plakban Hitam 2 inch | 5 | Roll | IDR | 16000 | 80000 | 2023-10-17 | FIP General | Mochammad Fadhillah Hakim | FIP Engineering | FIP-DOM-ENG-51411-0000000-INA-000000 | PO Closed | GL2311022 | 2023-10-03 | 2023-10-16 | 2023-12-03
231750758-7 | 231750758 - Approved | 7 | T-80732-00 | Plakban Lantai Merk 3M | 5 | Roll | IDR | 85000 | 425000 | 2023-10-17 | FIP General | Mochammad Fadhillah Hakim | FIP Engineering | FIP-DOM-ENG-51411-0000000-INA-000000 | PO Closed | GL2311021 | 2023-10-03 | 2023-10-16 | 2023-11-30
231750758-8 | 231750758 - Approved | 8 | T-80686-00 | Spidol OHP uk. Fine (satuan) - OPF Biru; Snowman; ; Pcs - Biru | 2 | Pieces | IDR | 10000 | 20000 | 2023-10-17 | FIP General | Mochammad Fadhillah Hakim | FIP Engineering | FIP-DOM-ENG-51411-0000000-INA-000000 | PO Closed | GL2311022 | 2023-10-03 | 2023-10-16 | 2023-12-03
231750758-9 | 231750758 - Approved | 9 | Q-10136-00 | TOTO - Kran T23BQ13N | 3 | Pieces | IDR | 358000 | 1074000 | 2023-10-17 | FIP General | Mochammad Fadhillah Hakim | FIP Engineering | FIP-DOM-ENG-51502-0000000-INA-000000 | PO Closed | GL2310060 | 2023-10-03 | 2023-10-16 | 2023-11-17
231750771-1 | 231750771 - Approved | 1 | P-52844-00 | Doshing Pump BT4B Merk Prominent; ; ; | 1 | Pieces | IDR | 17850000 | 17850000 | 2023-10-19 | FIP Engineering | Mochammad Fadhillah Hakim | FIP Engineering | FIP-DOM-000-11304-OS00001-INA-000000 | PO Closed | GL2311026 | 2023-10-05 | 2023-10-06 | 2023-12-15
231750772-1 | 231750772 - Approved | 1 | O-19339-00 | Oring 2,5x6x11 mm, Material EPDM; ; ; | 20 | Pieces | IDR | 25000 | 500000 | 2023-10-19 | FIP Engineering | Mochammad Fadhillah Hakim | FIP Engineering | FIP-DOM-000-11304-OS00001-INA-000000 | PO Closed | GL2311030 | 2023-10-05 | 2023-10-06 | 2023-12-02
231750776-1 | 231750776 - Approved | 1 | O-17995-00 | Freeze Dryer MBE1207 - Slot Door Vacuum Gasket dia.12.7 P/N : EB41-00517; ; ; | 4 | Meter | IDR | 438977.88 | 1755911.52 | 2023-12-05 | FIP Engineering | Irwan Sopian | FIP Engineering | FIP-DOM-000-11304-OS00001-INA-000000 | PO Closed | GL2311017 | 2023-10-06 | 2023-10-13 | 2024-02-20
231750776-2 | 231750776 - Approved | 2 | O-17998-00 | Freeze Dryer MBE1207 - Main Door Gasket P/N : EB41-00568; ; ; | 8 | Meter | IDR | 1123846.68 | 8990773.44 | 2023-12-05 | FIP Engineering | Irwan Sopian | FIP Engineering | FIP-DOM-000-11304-OS00001-INA-000000 | PO Closed | GL2311017 | 2023-10-06 | 2023-10-13 | 2024-02-20
231750776-3 | 231750776 - Approved | 3 | O-17997-00 | Freeze Dryer MBE1207 - Mushroom Seal P/N : EBSF0005AR0; ; ; | 3 | Meter | IDR | 386317.8 | 1158953.4 | 2023-12-05 | FIP Engineering | Irwan Sopian | FIP Engineering | FIP-DOM-000-11304-OS00001-INA-000000 | PO Closed | GL2311017 | 2023-10-06 | 2023-10-13 | 2024-02-20
231750776-4 | 231750776 - Approved | 4 | O-17996-00 | Freeze Dryer MBE1207 - Slot Door Pressure Gasket P/N : EDF01-02008; ; ; | 1 | Unit | IDR | 2001226.92 | 2001226.92 | 2023-10-20 | FIP Engineering | Irwan Sopian | FIP Engineering | FIP-DOM-000-11304-OS00001-INA-000000 | PO Closed | GL2311017 | 2023-10-06 | 2023-10-13 | 2024-02-20
231750777-1 | 231750777 - Approved | 1 | O-51942-00 | Inverter Sinamics 1,1 kw 6SL3224-0BE21-1UA0; Siemens; ; | 1 | Pieces | IDR | 100000 | 100000 | 2023-10-23 | FIP Engineering | Mochammad Fadhillah Hakim | FIP Engineering | FIP-DOM-000-11304-OS00001-INA-000000 | PO Closed | GL2311044 | 2023-10-09 | 2023-10-10 | 2023-12-25
231750777-2 | 231750777 - Approved | 2 | O-52820-00 | Basic Operation Panel SINAMICS G120 6SL3255-0AA00-4CA1; Siemens; ; | 7 | Pieces | IDR | 35000 | 245000 | 2023-10-23 | FIP Engineering | Mochammad Fadhillah Hakim | FIP Engineering | FIP-DOM-000-11304-OS00001-INA-000000 | PO Closed | GL2311044 | 2023-10-09 | 2023-10-10 | 2023-12-25
231750777-3 | 231750777 - Approved | 3 | O-52983-00 | Inverter Power Module PM240-2 0,37KW Sinamic; Siemens; ; | 3 | Pieces | IDR | 3991000 | 11973000 | 2023-10-23 | FIP Engineering | Mochammad Fadhillah Hakim | FIP Engineering | FIP-DOM-000-11304-OS00001-INA-000000 | PO Closed | GL2311044 | 2023-10-09 | 2023-10-10 | 2023-12-25
231750777-4 | 231750777 - Approved | 4 | O-52985-00 | Inverter Power Module PM240-2 7,5KW Sinamic; Siemens; ; | 1 | Pieces | IDR | 22776000 | 22776000 | 2023-10-23 | FIP Engineering | Mochammad Fadhillah Hakim | FIP Engineering | FIP-DOM-000-11304-OS00001-INA-000000 | PO Closed | GL2311044 | 2023-10-09 | 2023-10-10 | 2023-12-25
231750777-5 | 231750777 - Approved | 5 | O-52984-00 | Inverter Power Module PM240-2 2,2KW Sinamic; Siemens; ; | 2 | Pieces | IDR | 9355000 | 18710000 | 2023-10-23 | FIP Engineering | Mochammad Fadhillah Hakim | FIP Engineering | FIP-DOM-000-11304-OS00001-INA-000000 | PO Closed | GL2311044 | 2023-10-09 | 2023-10-10 | 2023-12-25
231750779-1 | 231750779 - Approved | 1 | O-19341-00 | Washing RAR4 - Set Giude Rell Outfeed, Machining Plate Material Pom Putih; ; ; | 1 | Set | IDR | 2875000 | 2875000 | 2023-10-23 | FIP Engineering | Mochammad Fadhillah Hakim | FIP Engineering | FIP-DOM-000-11304-OS00001-INA-000000 | PO Closed | GL2311046 | 2023-10-09 | 2023-10-10 | 2024-01-15
231750779-2 | 231750779 - Approved | 2 | O-19342-00 | Washing RAR4 - Pendorong Pusher Outfeed, Machining Plate Material Pom Putih; ; ; | 2 | Pieces | IDR | 305000 | 610000 | 2023-10-23 | FIP Engineering | Mochammad Fadhillah Hakim | FIP Engineering | FIP-DOM-000-11304-OS00001-INA-000000 | PO Closed | GL2311046 | 2023-10-09 | 2023-10-10 | 2024-01-15
231750779-3 | 231750779 - Approved | 3 | O-19340-00 | Washing RAR4 - Guide Rell Outfeed, Machining Plate Material Pom Putih; ; ; | 1 | Pieces | IDR | 875000 | 875000 | 2023-10-23 | FIP Engineering | Mochammad Fadhillah Hakim | FIP Engineering | FIP-DOM-000-11304-OS00001-INA-000000 | PO Closed | GL2311046 | 2023-10-09 | 2023-10-10 | 2024-01-15
231750783-1 | 231750783 - Approved | 1 | P-52664-00 | Pelampung Air Radar Float Switch 2 Meter; ; ; | 3 | Pieces | IDR | 100000 | 300000 | 2023-10-24 | FIP Engineering | Mochammad Fadhillah Hakim | FIP Engineering | FIP-DOM-000-11304-OS00001-INA-000000 | PO Closed | GL2311026 | 2023-10-10 | 2023-10-11 | 2023-12-15
231750783-2 | 231750783 - Approved | 2 | P-52665-00 | Buzzer Electronic Siren PW-235; TAB; ; | 2 | Pieces | IDR | 100000 | 200000 | 2023-10-24 | FIP Engineering | Mochammad Fadhillah Hakim | FIP Engineering | FIP-DOM-000-11304-OS00001-INA-000000 | PO Closed | GL2311026 | 2023-10-10 | 2023-10-11 | 2023-12-15
231750784-1 | 231750784 - Approved | 1 | Q-60036-00 | Cat F-Talit KF-611 / Hellay Grey / 115-611 @ 1 KG | 5 | Can | IDR | 65000 | 325000 | 2023-10-24 | FIP Engineering | Mochammad Fadhillah Hakim | FIP Engineering | FIP-DOM-000-11304-OS00001-INA-000000 | PO Closed | GL2310054 | 2023-10-10 | 2023-10-11 | 2023-11-13
231750788-1 | 231750788 - Approved | 1 | O-19343-00 | HEPA filter minipleat, size: 915x762x69 Class (EN 1822) : H14 - 99,995% MPPS; ; ; | 1 | Pieces | IDR | 2550000 | 2550000 | 2023-10-25 | FIP Engineering | Mochammad Fadhillah Hakim | FIP Engineering | FIP-DOM-000-11304-OS00001-INA-000000 | PO Closed | GL2311047 | 2023-10-11 | 2023-10-13 | 2023-12-23
231750788-2 | 231750788 - Approved | 2 | O-19345-00 | Minipleat filters panel F781, size: 610x305x292 Class (EN 1822) : H14 - 99,995% MPPS; ; ; | 1 | Pieces | IDR | 1700000 | 1700000 | 2023-10-25 | FIP Engineering | Mochammad Fadhillah Hakim | FIP Engineering | FIP-DOM-000-11304-OS00001-INA-000000 | PO Closed | GL2311047 | 2023-10-11 | 2023-10-13 | 2023-12-23
231750788-3 | 231750788 - Approved | 3 | O-19344-00 | HEPA filter minipleat, size: 762x610x69 Class (EN 1822) : H14 - 99,995% MPPS; ; ; | 7 | Pieces | IDR | 1550000 | 10850000 | 2023-10-25 | FIP Engineering | Mochammad Fadhillah Hakim | FIP Engineering | FIP-DOM-000-11304-OS00001-INA-000000 | PO Closed | GL2311047 | 2023-10-11 | 2023-10-13 | 2023-12-23
231750788-4 | 231750788 - Approved | 4 | O-19347-00 | HEPA filter minipleat, size: 1220X610X93 H13; ; ; | 8 | Pieces | IDR | 1850000 | 14800000 | 2023-10-25 | FIP Engineering | Mochammad Fadhillah Hakim | FIP Engineering | FIP-DOM-000-11304-OS00001-INA-000000 | PO Closed | GL2311047 | 2023-10-11 | 2023-10-13 | 2023-12-23
231750788-5 | 231750788 - Approved | 5 | O-19346-00 | HEPA filter minipleat, size: 1220X610X93 H14; ; ; | 15 | Pieces | IDR | 1850000 | 27750000 | 2023-10-25 | FIP Engineering | Mochammad Fadhillah Hakim | FIP Engineering | FIP-DOM-000-11304-OS00001-INA-000000 | PO Closed | GL2311047 | 2023-10-11 | 2023-10-13 | 2023-12-23
231750789-1 | 231750789 - Approved | 1 | O-15559-00 | BEARING INA KH 1428; STERILINE : PART NO :200023 | 5 | Unit | IDR | 100000 | 500000 | 2023-10-25 | FIP Engineering | Mochammad Fadhillah Hakim | FIP Engineering | FIP-DOM-000-11304-OS00001-INA-000000 | PO Closed | GL2311057 | 2023-10-11 | 2023-10-19 | 2023-12-15
231750794-1 | 231750794 - Approved | 1 | P-12810-00 | Sock Drat luar PVC AW dia 1inch | 3 | Pieces | IDR | 3000 | 9000 | 2023-10-26 | FIP Engineering | Mochammad Fadhillah Hakim | FIP Engineering | FIP-DOM-000-11304-OS00001-INA-000000 | PO Closed | GL2311032 | 2023-10-12 | 2023-10-13 | 2023-12-04
231750794-2 | 231750794 - Approved | 2 | P-12185-00 | Elbow PVC AW 90 deg dia 1inch | 15 | Pieces | IDR | 5000 | 75000 | 2023-10-26 | FIP Engineering | Mochammad Fadhillah Hakim | FIP Engineering | FIP-DOM-000-11304-OS00001-INA-000000 | PO Closed | GL2311032 | 2023-10-12 | 2023-10-13 | 2023-12-04
231750794-3 | 231750794 - Approved | 3 | P-12803-00 | Sock Drat dalam PVC AW dia 1 inch | 5 | Pieces | IDR | 5000 | 25000 | 2023-10-26 | FIP Engineering | Mochammad Fadhillah Hakim | FIP Engineering | FIP-DOM-000-11304-OS00001-INA-000000 | PO Closed | GL2311032 | 2023-10-12 | 2023-10-13 | 2023-12-04
231750794-4 | 231750794 - Approved | 4 | P-15078-00 | ELBOW PVC AW 2 | 3 | Pieces | IDR | 23000 | 69000 | 2023-10-26 | FIP Engineering | Mochammad Fadhillah Hakim | FIP Engineering | FIP-DOM-000-11304-OS00001-INA-000000 | PO Closed | GL2311032 | 2023-10-12 | 2023-10-13 | 2023-12-04
231750794-5 | 231750794 - Approved | 5 | P-10892-00 | Fitting PVC - SDL PVC 1" | 5 | Pieces | IDR | 100000 | 500000 | 2023-10-26 | FIP Engineering | Mochammad Fadhillah Hakim | FIP Engineering | FIP-DOM-000-11304-OS00001-INA-000000 | PO Closed | GL2311032 | 2023-10-12 | 2023-10-13 | 2023-12-04
231750795-1 | 231750795 - Approved | 1 | P-11195-00 | Pneumatic Fitting - QSF-G 1/8 - 6 mm / Festo | 6 | Pieces | IDR | 55280 | 331680 | 2023-10-26 | FIP Engineering | Mochammad Fadhillah Hakim | FIP Engineering | FIP-DOM-000-11304-OS00001-INA-000000 | PO Closed | GL2311033 | 2023-10-12 | 2023-10-13 | 2023-12-04
231750799-1 | 231750799 - Approved | 1 | P-53174-00 | Ballast Electronic EB-C 114 TL5, 1x14W; Phillips; ; | 10 | Pieces | IDR | 75000 | 750000 | 2023-10-27 | FIP Engineering | Mochammad Fadhillah Hakim | FIP Engineering | FIP-DOM-000-11304-OS00001-INA-000000 | PO Closed | GL2311026 | 2023-10-13 | 2023-10-19 | 2023-12-15
231750799-2 | 231750799 - Approved | 2 | P-53170-00 | Ballast Electronic EB-C 128 TL5, 1x28W; Phillips; ; | 10 | Pieces | IDR | 77500 | 775000 | 2023-10-27 | FIP Engineering | Mochammad Fadhillah Hakim | FIP Engineering | FIP-DOM-000-11304-OS00001-INA-000000 | PO Closed | GL2311026 | 2023-10-13 | 2023-10-19 | 2023-12-15
231750800-1 | 231750800 - Approved | 1 | S-11400-00 | Kain Majun Ex HINGS Class AA; Budhi Supplies | 10 | Kilogram | IDR | 39000 | 390000 | 2023-10-27 | FIP General | Mochammad Fadhillah Hakim | FIP Engineering | FIP-DOM-ENG-51302-0000000-INA-000000 | PO Closed | GL2311309 | 2023-10-13 | 2023-10-30 | 2023-11-24
231750806-1 | 231750806 - Approved | 1 | O-51000-00 | Colamark - Print Head for Part TTO Domino p/n EPP001359 SP; ; ; | 1 | Pieces | IDR | 10900000 | 10900000 | 2023-11-02 | FIP General | Mochammad Fadhillah Hakim | FIP Engineering | FIP-DOM-ENG-51504-0000000-INA-000000 | PO Closed | GL2311053 | 2023-10-19 | 2023-10-20 | 2023-12-10
231750807-1 | 231750807 - Approved | 1 | P-11694-00 | Mata Gerinda 4 | 5 | Pieces | IDR | 100000 | 500000 | 2023-11-02 | FIP General | Mochammad Fadhillah Hakim | FIP Engineering | FIP-DOM-ENG-51404-0000000-INA-000000 | PO Closed | GL2311028 | 2023-10-19 | 2023-10-20 | 2023-12-16
231750808-1 | 231750808 - Approved | 1 | P-11968-00 | Berusynt FGH Spray H1 - Bechem | 4 | Pieces | IDR | 100000 | 400000 | 2023-11-02 | FIP Engineering | Mochammad Fadhillah Hakim | FIP Engineering | FIP-DOM-000-11304-OS00001-INA-000000 | PO Closed | GL2311048 | 2023-10-19 | 2023-10-20 | 2023-12-05
231750819-1 | 231750819 - Approved | 1 | P-52328-00 | c | 3 | Pieces | IDR | 100000 | 300000 | 2023-11-24 | FIP Engineering | Irwan Sopian | FIP Engineering | FIP-DOM-000-11304-OS00001-INA-000000 | PO Closed | GL2311026 | 2023-10-24 | 2023-10-24 | 2023-12-15
231750819-2 | 231750819 - Approved | 2 | O-19372-00 | Washing RAR4 - Needle PW, OD.15mmx123mm, Material SS 319; ; ; | 1 | Pieces | IDR | 1750000 | 1750000 | 2023-11-24 | FIP Engineering | Irwan Sopian | FIP Engineering | FIP-DOM-000-11304-OS00001-INA-000000 | PO Closed | GL2311016 | 2023-10-24 | 2023-10-24 | 2023-12-10
231750819-3 | 231750819 - Approved | 3 | O-19373-00 | Washing RAR4 - Guide Vial Turn Table, OD.161mm x tebal 12mm, Material Nylon; ; ; | 1 | Pieces | IDR | 1450000 | 1450000 | 2023-11-24 | FIP Engineering | Irwan Sopian | FIP Engineering | FIP-DOM-000-11304-OS00001-INA-000000 | PO Closed | GL2311016 | 2023-10-24 | 2023-10-24 | 2023-12-10
231750820-1 | 231750820 - Approved | 1 | O-52241-00 | Tunnel ST1L - Potensio 10K; ; ; | 3 | Pieces | IDR | 387000 | 1161000 | 2023-11-06 | FIP Engineering | Mochammad Fadhillah Hakim | FIP Engineering | FIP-DOM-000-11304-OS00001-INA-000000 | PO Closed | GL2312001 | 2023-10-24 | 2023-10-25 | 2023-12-15
231750822-1 | 231750822 - Approved | 1 | P-13598-00 | Regulator Hydrogen 96A-10M Morris; ; ; | 1 | Pieces | IDR | 1440000 | 1440000 | 2023-11-07 | FIP Engineering | Mochammad Fadhillah Hakim | FIP Engineering | FIP-DOM-000-11304-OS00001-INA-000000 | PO Closed | GL2311026 | 2023-10-24 | 2023-10-25 | 2023-12-15
231750823-1 | 231750823 - Approved | 1 | O-52530-00 | Sensor PH Meter Type : InPro3250/120/PT1000 PN. 52002548; Mettler-Toledo; ; | 2 | Pieces | IDR | 12026240 | 24052480 | 2023-11-07 | FIP Engineering | Mochammad Fadhillah Hakim | FIP Engineering | FIP-DOM-000-11304-OS00001-INA-000000 | PO Closed | GL2311054 | 2023-10-24 | 2023-10-25 | 2023-12-15
231750828-1 | 231750828 - Approved | 1 | R-20001-00 | Change Parts Machine - Vacuum Pump GV80 IE3 P/N A70216940 Edwards | 1 | Unit | IDR | 234200000 | 234200000 | 2023-11-09 | FIP General | Kristiawan Sakti Winarno | FIP Engineering | FIP-DOM-ENG-13404-MCNB232-INA-000000 | PO Closed | GL2311004 | 2023-10-26 | 2023-11-02 | 2023-11-30
231750831-1 | 231750831 - Approved | 1 | P-12492-00 | Mata Bor besi dia 6.5 mm ex NACHI | 2 | Pieces | IDR | 30000 | 60000 | 2023-11-10 | FIP Engineering | Mochammad Fadhillah Hakim | FIP Engineering | FIP-DOM-000-11304-OS00001-INA-000000 | PO Closed | GL2311028 | 2023-10-27 | 2023-11-02 | 2023-12-16
231750831-2 | 231750831 - Approved | 2 | P-12495-00 | Mata Bor besi dia 7.5 mm ex NACHI | 2 | Pieces | IDR | 38000 | 76000 | 2023-11-10 | FIP Engineering | Mochammad Fadhillah Hakim | FIP Engineering | FIP-DOM-000-11304-OS00001-INA-000000 | PO Closed | GL2311028 | 2023-10-27 | 2023-11-02 | 2023-12-16
231750831-3 | 231750831 - Approved | 3 | P-12476-00 | Mata Bor besi dia 10 mm ex NACHI | 2 | Pieces | IDR | 95400 | 190800 | 2023-11-10 | FIP Engineering | Mochammad Fadhillah Hakim | FIP Engineering | FIP-DOM-000-11304-OS00001-INA-000000 | PO Closed | GL2311028 | 2023-10-27 | 2023-11-02 | 2023-12-16
231750831-4 | 231750831 - Approved | 4 | P-12490-00 | Mata bor besi dia 5 mm ex NACHI | 2 | Pieces | IDR | 100000 | 200000 | 2023-11-10 | FIP Engineering | Mochammad Fadhillah Hakim | FIP Engineering | FIP-DOM-000-11304-OS00001-INA-000000 | PO Closed | GL2311028 | 2023-10-27 | 2023-11-02 | 2023-12-16
231750831-5 | 231750831 - Approved | 5 | P-12488-00 | Mata bor besi dia 4 mm ex NACHI | 2 | Pieces | IDR | 100000 | 200000 | 2023-11-10 | FIP Engineering | Mochammad Fadhillah Hakim | FIP Engineering | FIP-DOM-000-11304-OS00001-INA-000000 | PO Closed | GL2311028 | 2023-10-27 | 2023-11-02 | 2023-12-16
231750837-1 | 231750837 - Approved | 1 | T-21034-00 | Fused Silica Tubing, Prostell, Deactivated 5M, 0.53mm, 0.67mm od; Agilent; P/n: 160-4535-5; | 1 | Pieces | IDR | 1352907.4 | 1352907.4 | 2023-11-14 | FIP General | Mochammad Fadhillah Hakim | FIP Engineering | FIP-DOM-ENG-51505-0000000-INA-000000 | PO Closed | GL2311039 | 2023-10-31 | 2023-11-07 | 2023-12-29
231750837-2 | 231750837 - Approved | 2 | O-12733-00 | Tubing Polyurethane TU1065 Clear, SMC, roll SINAR MUTIARA CAKRABUANA, PT P/N : X3 pc | 1 | Roll | IDR | 760000 | 760000 | 2023-11-14 | FIP General | Mochammad Fadhillah Hakim | FIP Engineering | FIP-DOM-ENG-51404-0000000-INA-000000 | PO Closed | GL2312021 | 2023-10-31 | 2023-11-07 | 2024-01-10
231750837-3 | 231750837 - Approved | 3 | P-13429-00 | Cable Ducting 25x40mm; ; ; | 5 | Pieces | IDR | 45000 | 225000 | 2023-12-05 | FIP General | Mochammad Fadhillah Hakim | FIP Engineering | FIP-DOM-ENG-51502-0000000-INA-000000 | PO Closed | GL2312022 | 2023-10-31 | 2023-11-07 | 2024-01-15
231750841-1 | 231750841 - Approved | 1 | P-53173-00 | Ballast Electronic EB-C 214 TL5, 2x14W; Phillips; ; | 5 | Pieces | IDR | 115000 | 575000 | 2023-11-15 | FIP Engineering | Mochammad Fadhillah Hakim | FIP Engineering | FIP-DOM-000-11304-OS00001-INA-000000 | PO Closed | GL2311026 | 2023-11-01 | 2023-11-02 | 2024-01-20
231750841-2 | 231750841 - Approved | 2 | P-53169-00 | Ballast Electronic EB-C 228 TL5, 2x28W; Phillips; ; | 5 | Pieces | IDR | 115000 | 575000 | 2023-11-15 | FIP Engineering | Mochammad Fadhillah Hakim | FIP Engineering | FIP-DOM-000-11304-OS00001-INA-000000 | PO Closed | GL2311026 | 2023-11-01 | 2023-11-02 | 2024-01-20
231750841-3 | 231750841 - Approved | 3 | O-54014-00 | STEKER 1 PHASE, BROCO | 5 | Pieces | IDR | 10000 | 50000 | 2023-11-15 | FIP Engineering | Mochammad Fadhillah Hakim | FIP Engineering | FIP-DOM-000-11304-OS00001-INA-000000 | PO Closed | GL2311026 | 2023-11-01 | 2023-11-02 | 2023-12-15
231750841-4 | 231750841 - Approved | 4 | O-54015-00 | STOP KONTAK LUBANG 4, BROCO | 5 | Unit | IDR | 49000 | 245000 | 2023-11-15 | FIP Engineering | Mochammad Fadhillah Hakim | FIP Engineering | FIP-DOM-000-11304-OS00001-INA-000000 | PO Closed | GL2311028 | 2023-11-01 | 2023-11-02 | 2023-12-16
231750841-5 | 231750841 - Approved | 5 | P-12433-00 | Isolasi AC- Sansui | 5 | Pieces | IDR | 10000 | 50000 | 2023-11-15 | FIP Engineering | Mochammad Fadhillah Hakim | FIP Engineering | FIP-DOM-000-11304-OS00001-INA-000000 | PO Closed | GL2311028 | 2023-11-01 | 2023-11-02 | 2023-12-16
231750841-6 | 231750841 - Approved | 6 | P-10726-00 | Cleaner - Contact Cleaner CRC CO 2016 500 ml | 1 | Pieces | IDR | 90000 | 90000 | 2023-11-15 | FIP Engineering | Mochammad Fadhillah Hakim | FIP Engineering | FIP-DOM-000-11304-OS00001-INA-000000 | PO Closed | GL2311026 | 2023-11-01 | 2023-11-02 | 2023-12-15
231750841-7 | 231750841 - Approved | 7 | P-15852-00 | AMPLAS EAGLE 500 | 10 | Pieces | IDR | 4500 | 45000 | 2023-11-15 | FIP Engineering | Mochammad Fadhillah Hakim | FIP Engineering | FIP-DOM-000-11304-OS00001-INA-000000 | PO Closed | GL2311026 | 2023-11-01 | 2023-11-02 | 2023-12-15
231750841-8 | 231750841 - Approved | 8 | P-11991-00 | Cable ties CS 200L | 3 | Pieces | IDR | 100000 | 300000 | 2023-11-15 | FIP Engineering | Mochammad Fadhillah Hakim | FIP Engineering | FIP-DOM-000-11304-OS00001-INA-000000 | PO Closed | GL2311028 | 2023-11-01 | 2023-11-02 | 2023-12-16
231750843-1 | 231750843 - Approved | 1 | P-17389-00 | Kawat las SS316 dia 3.2; ; ; | 25 | Pieces | IDR | 18000 | 450000 | 2023-11-15 | FIP Engineering | Mochammad Fadhillah Hakim | FIP Engineering | FIP-DOM-000-11304-OS00001-INA-000000 | PO Closed | GL2312019 | 2023-11-01 | 2023-11-07 | 2023-12-31
231750843-2 | 231750843 - Approved | 2 | P-11886-00 | Baut SS L countersunk M 4x0.7x10mm + Mur | 100 | Pieces | IDR | 1000 | 100000 | 2023-11-15 | FIP Engineering | Mochammad Fadhillah Hakim | FIP Engineering | FIP-DOM-000-11304-OS00001-INA-000000 | PO Closed | GL2312019 | 2023-11-01 | 2023-11-07 | 2023-12-31
231750843-3 | 231750843 - Approved | 3 | P-13641-00 | Filter SO 5 micron 30 inch O-ring 222 Bayonet; ; ; | 5 | Pieces | IDR | 1890000 | 9450000 | 2023-11-15 | FIP Engineering | Mochammad Fadhillah Hakim | FIP Engineering | FIP-DOM-000-11304-OS00001-INA-000000 | PO Closed | GL2312023 | 2023-11-01 | 2023-11-07 | 2024-01-12
231750843-4 | 231750843 - Approved | 4 | Q-10572-00 | PHILIPS - Lampu LED TL T8 120 Cm 16 Watt; ; ; | 8 | Pieces | IDR | 66200 | 529600 | 2023-11-15 | FIP Engineering | Mochammad Fadhillah Hakim | FIP Engineering | FIP-DOM-000-11304-OS00001-INA-000000 | PO Closed | GL2311323 | 2023-11-01 | 2023-11-07 | 2023-12-15
231750843-5 | 231750843 - Approved | 5 | O-54013-00 | SOCKET RJ 45 | 20 | Pieces | IDR | 1500 | 30000 | 2023-11-15 | FIP Engineering | Mochammad Fadhillah Hakim | FIP Engineering | FIP-DOM-000-11304-OS00001-INA-000000 | PO Closed | GL2312019 | 2023-11-01 | 2023-11-07 | 2023-12-31
231750843-6 | 231750843 - Approved | 6 | P-15351-00 | FESTO - Plastic tubing PUN-10x1,5-BL (Blue) p/n 159668; ; ; | 1 | Pieces | IDR | 100000 | 100000 | 2023-11-15 | FIP Engineering | Mochammad Fadhillah Hakim | FIP Engineering | FIP-DOM-000-11304-OS00001-INA-000000 | PO Closed | GL2312321 | 2023-11-01 | 2023-11-07 | 2024-01-18
231750843-7 | 231750843 - Approved | 7 | P-12306-00 | FESTO - QST-8 push in t- connection p/n 153130 | 5 | Pieces | IDR | 100000 | 500000 | 2023-11-15 | FIP Engineering | Mochammad Fadhillah Hakim | FIP Engineering | FIP-DOM-000-11304-OS00001-INA-000000 | PO Closed | GL2312321 | 2023-11-01 | 2023-11-07 | 2024-01-18
231750843-8 | 231750843 - Approved | 8 | P-52710-00 | USB Extension Cable Waterproof IP6; ; ; | 2 | Pieces | IDR | 100000 | 200000 | 2023-11-15 | FIP Engineering | Mochammad Fadhillah Hakim | FIP Engineering | FIP-DOM-000-11304-OS00001-INA-000000 | PO Closed | GL2312037 | 2023-11-01 | 2023-11-07 | 2024-01-20
231750845-1 | 231750845 - Approved | 1 | Q-10656-00 | Kuas Eterna 5 Inch; ; ; | 5 | Pieces | IDR | 30000 | 150000 | 2023-11-15 | FIP Engineering | Mochammad Fadhillah Hakim | FIP Engineering | FIP-DOM-000-11304-OS00001-INA-000000 | PO Closed | GL2311323 | 2023-11-01 | 2023-11-07 | 2023-12-15
231750845-2 | 231750845 - Approved | 2 | O-17073-00 | Capping VCM200 - Plate HARRISA CIPTARINDO ENGINEERING, CV. P/N : 307790 pc | 2 | Pieces | IDR | 530000 | 1060000 | 2023-11-15 | FIP Engineering | Mochammad Fadhillah Hakim | FIP Engineering | FIP-DOM-000-11304-OS00001-INA-000000 | PO Closed | GL2312039 | 2023-11-01 | 2023-11-07 | 2024-02-28
231750845-3 | 231750845 - Approved | 3 | P-13650-00 | Manual Valve HE-2-QS-6; FESTO; ; | 3 | Pieces | IDR | 234010 | 702030 | 2023-11-15 | FIP Engineering | Mochammad Fadhillah Hakim | FIP Engineering | FIP-DOM-000-11304-OS00001-INA-000000 | PO Closed | GL2312321 | 2023-11-01 | 2023-11-07 | 2024-01-18
231750845-4 | 231750845 - Approved | 4 | P-50961-00 | Fuse kaca 5 A 5x20 | 20 | Pieces | IDR | 100000 | 2000000 | 2023-11-15 | FIP Engineering | Mochammad Fadhillah Hakim | FIP Engineering | FIP-DOM-000-11304-OS00001-INA-000000 | PO Closed | GL2312019 | 2023-11-01 | 2023-11-07 | 2023-12-31
231750845-5 | 231750845 - Approved | 5 | P-51299-00 | Terminal plastik dia 6 mm | 10 | Pieces | IDR | 239 | 2390 | 2023-11-15 | FIP Engineering | Mochammad Fadhillah Hakim | FIP Engineering | FIP-DOM-000-11304-OS00001-INA-000000 | PO Closed | GL2312019 | 2023-11-01 | 2023-11-07 | 2023-12-31
231750845-6 | 231750845 - Approved | 6 | P-52110-00 | CAPACITOR 5 uF, 500 V, 50/60 Hz; ; ; | 5 | Pieces | IDR | 20 | 100 | 2023-11-15 | FIP Engineering | Mochammad Fadhillah Hakim | FIP Engineering | FIP-DOM-000-11304-OS00001-INA-000000 | PO Closed | GL2312019 | 2023-11-01 | 2023-11-07 | 2023-12-31
231750845-7 | 231750845 - Approved | 7 | O-51157-00 | Fuse Keramik 6A 10x38; ; ; | 5 | Pieces | IDR | 10000 | 50000 | 2023-11-15 | FIP Engineering | Mochammad Fadhillah Hakim | FIP Engineering | FIP-DOM-000-11304-OS00001-INA-000000 | PO Closed | GL2312019 | 2023-11-01 | 2023-11-07 | 2023-12-31
231750845-8 | 231750845 - Approved | 8 | O-52224-00 | Tunnel ST1L - Fuse Keramik 22x58 40A 200kA; ; ; | 2 | Pieces | IDR | 545000 | 1090000 | 2023-11-15 | FIP Engineering | Mochammad Fadhillah Hakim | FIP Engineering | FIP-DOM-000-11304-OS00001-INA-000000 | PO Closed | GL2312017 | 2023-11-01 | 2023-11-07 | 2023-12-25
231750845-9 | 231750845 - Approved | 9 | P-52254-00 | Capasitor 40 mF 400/450 VAC; ; ; | 1 | Pieces | IDR | 100000 | 100000 | 2023-11-15 | FIP Engineering | Mochammad Fadhillah Hakim | FIP Engineering | FIP-DOM-000-11304-OS00001-INA-000000 | PO Closed | GL2312037 | 2023-11-01 | 2023-11-07 | 2024-01-20
231750845-10 | 231750845 - Approved | 10 | P-52278-00 | Capacitor 50F 250VAC 25A 5% Screw (KMT) P/N : 6R 01502010; ; ; | 2 | Pieces | IDR | 100000 | 200000 | 2023-11-15 | FIP Engineering | Mochammad Fadhillah Hakim | FIP Engineering | FIP-DOM-000-11304-OS00001-INA-000000 | PO Closed | GL2312028 | 2023-11-01 | 2023-11-07 | 2024-01-20
231750846-1 | 231750846 - Approved | 1 | P-50248-00 | Fuse Keramik 13 A 250 V | 2 | Pieces | IDR | 3 | 6 | 2023-11-15 | FIP Engineering | Mochammad Fadhillah Hakim | FIP Engineering | FIP-DOM-000-11304-OS00001-INA-000000 | PO Closed | GL2312022 | 2023-11-01 | 2023-11-07 | 2024-01-15
231750846-2 | 231750846 - Approved | 2 | P-51302-00 | Timah Solder dia 1 mm | 2 | Pieces | IDR | 20000 | 40000 | 2023-11-15 | FIP Engineering | Mochammad Fadhillah Hakim | FIP Engineering | FIP-DOM-000-11304-OS00001-INA-000000 | PO Closed | GL2312022 | 2023-11-01 | 2023-11-07 | 2024-01-15
231750846-3 | 231750846 - Approved | 3 | P-17898-00 | Baut SS hexagonal M12x100 mm + mur; ; ; | 50 | Pieces | IDR | 16500 | 825000 | 2023-11-15 | FIP Engineering | Mochammad Fadhillah Hakim | FIP Engineering | FIP-DOM-000-11304-OS00001-INA-000000 | PO Closed | GL2312022 | 2023-11-01 | 2023-11-07 | 2024-01-15
231750846-4 | 231750846 - Approved | 4 | P-18066-00 | Hepa Filter - H13 ( 99,95% ) Size: 610x610x90; ; ; | 2 | Pieces | IDR | 2015000 | 4030000 | 2023-11-15 | FIP Engineering | Mochammad Fadhillah Hakim | FIP Engineering | FIP-DOM-000-11304-OS00001-INA-000000 | PO Closed | GL2312024 | 2023-11-01 | 2023-11-07 | 2024-01-14
231750846-5 | 231750846 - Approved | 5 | P-18554-00 | Baut Hexagonal SS 304 Uk. M4 x 8; ; ; | 100 | Pieces | IDR | 1080 | 108000 | 2023-11-15 | FIP Engineering | Mochammad Fadhillah Hakim | FIP Engineering | FIP-DOM-000-11304-OS00001-INA-000000 | PO Closed | GL2312022 | 2023-11-01 | 2023-11-07 | 2024-01-15
231750846-6 | 231750846 - Approved | 6 | P-18555-00 | Baut L SS 304 Uk. M3 x 6 mm; ; ; | 100 | Pieces | IDR | 900 | 90000 | 2023-11-15 | FIP Engineering | Mochammad Fadhillah Hakim | FIP Engineering | FIP-DOM-000-11304-OS00001-INA-000000 | PO Closed | GL2312022 | 2023-11-01 | 2023-11-07 | 2024-01-15
231750846-7 | 231750846 - Approved | 7 | P-18556-00 | Baut L SS 304 Uk. M3 x 10 mm; ; ; | 100 | Pieces | IDR | 900 | 90000 | 2023-11-15 | FIP Engineering | Mochammad Fadhillah Hakim | FIP Engineering | FIP-DOM-000-11304-OS00001-INA-000000 | PO Closed | GL2312022 | 2023-11-01 | 2023-11-07 | 2024-01-15
231750851-1 | 231750851 - Approved | 1 | P-18906-00 | Float Valve D14 mm AI SI 316L; Lokal; ; | 1 | Pieces | IDR | 91000000 | 91000000 | 2023-11-16 | FIP Engineering | Mochammad Fadhillah Hakim | FIP Engineering | FIP-DOM-000-11304-OS00001-INA-000000 | PO Closed | GL2311058 | 2023-11-02 | 2023-11-03 | 2024-03-10
231750856-1 | 231750856 - Approved | 1 | O-19396-00 | Capping VCM200 - Bracket Dudukan Sensor; ; ; | 1 | Pieces | IDR | 1455000 | 1455000 | 2023-11-16 | FIP Engineering | Mochammad Fadhillah Hakim | FIP Engineering | FIP-DOM-000-11304-OS00001-INA-000000 | PO Closed | GL2312002 | 2023-11-02 | 2023-11-07 | 2024-01-10
231750858-1 | 231750858 - Approved | 1 | O-54130-00 | Circuit Breake For Motor Protection 3RV1011-1HA10 5.5 - 8 A; SIEMENS; ; | 2 | Pieces | IDR | 1320500 | 2641000 | 2023-11-16 | FIP Engineering | Mochammad Fadhillah Hakim | FIP Engineering | FIP-DOM-000-11304-OS00001-INA-000000 | PO Closed | GL2311034 | 2023-11-02 | 2023-11-03 | 2023-12-05
231750859-1 | 231750859 - Approved | 1 | P-52033-00 | Inverter HVAC Drives FC-102 2,2 kw 380-480 V Danfoss; ; ; | 1 | Unit | IDR | 12900000 | 12900000 | 2023-11-16 | FIP Engineering | Mochammad Fadhillah Hakim | FIP Engineering | FIP-DOM-000-11304-OS00001-INA-000000 | PO Closed | GL2311031 | 2023-11-02 | 2023-11-03 | 2023-12-10
231750859-2 | 231750859 - Approved | 2 | P-52708-00 | Inverter - HVAC Drives FC-102P4K0T4E20H3XGXXXXSXXXXAXBXCXXXXDX; 4 kw 3x380 Vac;; Danfoss; ; | 1 | Pieces | IDR | 15339000 | 15339000 | 2023-11-16 | FIP Engineering | Mochammad Fadhillah Hakim | FIP Engineering | FIP-DOM-000-11304-OS00001-INA-000000 | PO Closed | GL2311031 | 2023-11-02 | 2023-11-03 | 2023-12-10
231750861-1 | 231750861 - Approved | 1 | O-54128-00 | Thermocouple 4 Channel 4 HTI HT-9815; Lokal; ; | 1 | Unit | IDR | 850000 | 850000 | 2023-11-16 | FIP Engineering | Mochammad Fadhillah Hakim | FIP Engineering | FIP-DOM-000-11304-OS00001-INA-000000 | PO Closed | GL2312019 | 2023-11-02 | 2023-11-07 | 2023-12-31
231750863-1 | 231750863 - Approved | 1 | P-50138-00 | Battery Lithium / Buffer TL-2150 size 1/2 AA | 10 | Pieces | IDR | 297000 | 2970000 | 2023-11-16 | FIP Engineering | Mochammad Fadhillah Hakim | FIP Engineering | FIP-DOM-000-11304-OS00001-INA-000000 | PO Closed | GL2311028 | 2023-11-02 | 2023-11-03 | 2023-12-16
231750864-1 | 231750864 - Approved | 1 | O-19379-00 | Oli Refrigeration; Xaerus; XR 534-46; | 10 | Can | IDR | 1800000 | 18000000 | 2023-11-17 | FIP Engineering | Mochammad Fadhillah Hakim | FIP Engineering | FIP-DOM-000-11304-OS00001-INA-000000 | PO Closed | GL2312016 | 2023-11-03 | 2023-11-10 | 2023-12-20
231750877-1 | 231750877 - Approved | 1 | P-12830-00 | Sodium metabisulfit | 4 | Pieces | IDR | 550000 | 2200000 | 2023-11-23 | FIP Engineering | Mochammad Fadhillah Hakim | FIP Engineering | FIP-DOM-000-11304-OS00001-INA-000000 | PO Closed | GL2312038 | 2023-11-09 | 2023-11-10 | 2023-12-31
231750879-1 | 231750879 - Approved | 1 | S-60002-00 | Jasa Perbaikan dan Pemeliharaan Mesin Utility - Repair Pompa Condensat | 1 | Lot | IDR | 3520000 | 3520000 | 2023-11-24 | FIP General | Mochammad Fadhillah Hakim | FIP Engineering | FIP-DOM-ENG-51508-0000000-INA-000000 | PO Closed | GL2312041 | 2023-11-10 | 2023-11-17 | 2024-01-05
231750880-1 | 231750880 - Approved | 1 | S-60050-00 | Jasa Perbaikan dan Pemeliharaan Mesin Produksi; ; ; - Untuk repair fan condenser CC stability | 1 | Pieces | IDR | 450000 | 450000 | 2023-11-24 | FIP General | Mochammad Fadhillah Hakim | FIP Engineering | FIP-DOM-ENG-51504-0000000-INA-000000 | PO Closed | GL2312041 | 2023-11-10 | 2023-11-17 | 2024-01-05
231750881-1 | 231750881 - Approved | 1 | Q-10134-00 | Jasa Perbaikan dan Pemeliharaan Mesin Produksi; ; ; - Untuk repair fan condenser CC stability | 10 | Pieces | IDR | 469000 | 4690000 | 2023-11-24 | FIP Engineering | Mochammad Fadhillah Hakim | FIP Engineering | FIP-DOM-000-11304-OS00001-INA-000000 | PO Closed | GL2311323 | 2023-11-10 | 2023-11-14 | 2023-12-15
231750883-1 | 231750883 - Approved | 1 | S-60050-00 | Jasa Perbaikan dan Pemeliharaan Mesin Produksi; ; ; - Untuk modifikasi lemari roller area capping | 1 | Pieces | IDR | 3275000 | 3275000 | 2023-11-24 | FIP General | Mochammad Fadhillah Hakim | FIP Engineering | FIP-DOM-ENG-51504-0000000-INA-000000 | PO Closed | GL2312049 | 2023-11-10 | 2023-11-30 | 2024-01-31
231750884-1 | 231750884 - Approved | 1 | P-12944-00 | Water mur PVC dia 2inch | 20 | Pieces | IDR | 58000 | 1160000 | 2023-11-27 | FIP Engineering | Mochammad Fadhillah Hakim | FIP Engineering | FIP-DOM-000-11304-OS00001-INA-000000 | PO Closed | GL2312031 | 2023-11-13 | 2023-11-14 | 2023-12-31
231750884-2 | 231750884 - Approved | 2 | P-12751-00 | RUCIKA - Pipa PVC AW dia 2 inch Warna Abu-Abu | 4 | Pieces | IDR | 184000 | 736000 | 2023-11-27 | FIP Engineering | Mochammad Fadhillah Hakim | FIP Engineering | FIP-DOM-000-11304-OS00001-INA-000000 | PO Closed | GL2312031 | 2023-11-13 | 2023-11-14 | 2023-12-31
231750885-1 | 231750885 - Approved | 1 | P-53362-00 | Contactor Schneider LC1D09M7 Coil 220 VAC; ; ; | 1 | Pieces | IDR | 152250 | 152250 | 2023-11-27 | FIP Engineering | Mochammad Fadhillah Hakim | FIP Engineering | FIP-DOM-000-11304-OS00001-INA-000000 | PO Closed | GL2312019 | 2023-11-13 | 2023-11-14 | 2023-12-31
231750887-1 | 231750887 - Approved | 1 | P-52489-00 | Converter Cleanphone Phone; Yeastar; ; | 2 | Pieces | IDR | 987500 | 1975000 | 2023-12-15 | FIP Engineering | Irwan Sopian | FIP Engineering | FIP-DOM-000-11304-OS00001-INA-000000 | PO Closed | GL2312037 | 2023-11-14 | 2023-11-17 | 2024-01-20
231750895-1 | 231750895 - Approved | 1 | O-54139-00 | Lampu PLC 4U 45W; Hannochs; ; | 6 | Pieces | IDR | 92500 | 555000 | 2023-12-01 | FIP Engineering | Mochammad Fadhillah Hakim | FIP Engineering | FIP-DOM-000-11304-OS00001-INA-000000 | PO Closed | GL2312037 | 2023-11-17 | 2023-11-21 | 2024-01-20
231750896-5 | 231750896 - Approved | 5 | O-16922-00 | Marchesini MA155-P/N. 018090090 Shaft; ; ; | 1 | Pieces | IDR | 24215560.64 | 24215560.64 | 2023-12-04 | FIP Engineering | Mochammad Fadhillah Hakim | FIP Engineering | FIP-DOM-000-11304-OS00001-INA-000000 | PO Closed | GL2402021 | 2023-11-20 | 2023-12-20 | 2023-06-04
231750896-6 | 231750896 - Approved | 6 | O-50578-00 | MARCHESINI ML616/MA155 - E32022021230 FOTOC.SSP/AP/1H (EX SSC/AP/1H); ; ; pc | 1 | Pieces | IDR | 1258000 | 1258000 | 2023-12-04 | FIP Engineering | Mochammad Fadhillah Hakim | FIP Engineering | FIP-DOM-000-11304-OS00001-INA-000000 | PO Closed | GL2402021 | 2023-11-20 | 2023-12-20 | 2023-06-04
231750896-7 | 231750896 - Approved | 7 | O-50710-00 | MARCHESINI MA 255/155 - E32992000001 Foto. Riflettore RL 105 Diell ( Reflectore ) | 1 | Pieces | IDR | 400000 | 400000 | 2023-12-04 | FIP Engineering | Mochammad Fadhillah Hakim | FIP Engineering | FIP-DOM-000-11304-OS00001-INA-000000 | PO Closed | GL2402021 | 2023-11-20 | 2023-12-20 | 2023-06-04
231750896-8 | 231750896 - Approved | 8 | O-19393-00 | Marchesini MA155 - BOCC. Scorrim. Antirotaz. D. 12 Bushing; ; A108121820; | 4 | Pieces | IDR | 389424 | 1557696 | 2023-12-04 | FIP Engineering | Mochammad Fadhillah Hakim | FIP Engineering | FIP-DOM-000-11304-OS00001-INA-000000 | PO Closed | GL2402021 | 2023-11-20 | 2023-12-20 | 2023-06-04
231750896-9 | 231750896 - Approved | 9 | O-19394-00 | Marchesini MA155 - Testina Spingitore Head at Size; ; 3M0YI010003; | 1 | Pieces | IDR | 20442744 | 20442744 | 2023-12-04 | FIP Engineering | Mochammad Fadhillah Hakim | FIP Engineering | FIP-DOM-000-11304-OS00001-INA-000000 | PO Closed | GL2402021 | 2023-11-20 | 2023-12-20 | 2023-06-04
231750896-10 | 231750896 - Approved | 10 | O-19395-00 | Marchesini MA155 - STGM. Lama-Portalama Pusher Blade; ; 3M0YI040010; | 1 | Pieces | IDR | 23363256 | 23363256 | 2023-12-04 | FIP Engineering | Mochammad Fadhillah Hakim | FIP Engineering | FIP-DOM-000-11304-OS00001-INA-000000 | PO Closed | GL2402021 | 2023-11-20 | 2023-12-20 | 2023-06-04
231750903-1 | 231750903 - Approved | 1 | P-54186-00 | Vacuum Pump 1HP 220V 12CFM; Value; ; | 1 | Unit | IDR | 4850000 | 4850000 | 2023-12-05 | FIP Engineering | Mochammad Fadhillah Hakim | FIP Engineering | FIP-DOM-000-11304-OS00001-INA-000000 | PO Closed | GL2312030 | 2023-11-21 | 2023-11-27 | 2023-12-30
231750903-2 | 231750903 - Approved | 2 | O-19419-00 | Oli Vacuum Pump 330ml; Value; ; | 3 | Can | IDR | 90000 | 270000 | 2023-12-05 | FIP Engineering | Mochammad Fadhillah Hakim | FIP Engineering | FIP-DOM-000-11304-OS00001-INA-000000 | PO Closed | GL2312030 | 2023-11-21 | 2023-11-27 | 2023-12-30
231750904-1 | 231750904 - Approved | 1 | S-60050-00 | Jasa Perbaikan dan Pemeliharaan Mesin Produksi; ; ; - Untuk Perbaikan Lab Washer Miele | 1 | Pieces | IDR | 1000000 | 1000000 | 2023-12-05 | FIP General | Mochammad Fadhillah Hakim | FIP Engineering | FIP-DOM-ENG-51504-0000000-INA-000000 | PO Closed | GL2312048 | 2023-11-21 | 2023-11-23 | 2023-12-05
231750908-1 | 231750908 - Approved | 1 | S-60050-00 | Jasa Perbaikan dan Pemeliharaan Mesin Produksi; ; ; - Kalibrasi Conductivity Meter | 1 | Pieces | IDR | 2400000 | 2400000 | 2023-12-06 | FIP General | Mochammad Fadhillah Hakim | FIP Engineering | FIP-DOM-ENG-51504-0000000-INA-000000 | PO Closed | GL2312042 | 2023-11-22 | 2023-11-23 | 2024-01-10
231750911-1 | 231750911 - Approved | 1 | S-40851-00 | Flashdisk 4GB; Sandisk; ; | 4 | Pieces | IDR | 50000 | 200000 | 2023-12-07 | FIP Engineering | Mochammad Fadhillah Hakim | FIP Engineering | FIP-DOM-000-11304-OS00001-INA-000000 | PO Closed | GL2312007 | 2023-11-23 | 2023-11-27 | 2023-12-28
231750914-1 | 231750914 - Approved | 1 | Q-10715-00 | Lem PVC Isarplas Kuas @400gr; ; ; | 3 | Pieces | IDR | 55000 | 165000 | 2023-12-11 | FIP General | Mochammad Fadhillah Hakim | FIP Engineering | FIP-DOM-ENG-51502-0000000-INA-000000 | PO Closed | GL2312050 | 2023-11-27 | 2023-12-04 | 2023-12-29
231750914-2 | 231750914 - Approved | 2 | P-14877-00 | Kabel NYYHY 3x2,5mm; ; ; | 50 | Meter | IDR | 100000 | 5000000 | 2023-12-11 | FIP General | Mochammad Fadhillah Hakim | FIP Engineering | FIP-DOM-ENG-51504-0000000-INA-000000 | PO Closed | GL2312051 | 2023-11-27 | 2023-12-04 | 2024-01-20
231750914-3 | 231750914 - Approved | 3 | S-63036-00 | Sticker White Doff Viny; ; ; | 2 | Pieces | IDR | 100000 | 200000 | 2023-12-11 | FIP General | Mochammad Fadhillah Hakim | FIP Engineering | FIP-DOM-ENG-51504-0000000-INA-000000 | PO Closed | GL2312051 | 2023-11-27 | 2023-12-04 | 2024-01-20
231750914-4 | 231750914 - Approved | 4 | S-42148-00 | Plakban Kuning Size 1 | 10 | Roll | IDR | 8000 | 80000 | 2023-12-11 | FIP General | Mochammad Fadhillah Hakim | FIP Engineering | FIP-DOM-ENG-51404-0000000-INA-000000 | PO Closed | GL2312013 | 2023-11-27 | 2023-12-04 | 2023-12-28
231750914-5 | 231750914 - Approved | 5 | Q-70040-00 | Tang Potong ukuran 6 inch, Merk : Tekiro; ; ; | 2 | Pieces | IDR | 65000 | 130000 | 2023-12-11 | FIP General | Mochammad Fadhillah Hakim | FIP Engineering | FIP-DOM-ENG-51404-0000000-INA-000000 | PO Closed | GL2312050 | 2023-11-27 | 2023-12-04 | 2023-12-29
231750915-1 | 231750915 - Approved | 1 | T-20123-00 | Acquity PDA/TUV 2489/2998 Perf Main Kit (lampu HPLC); Waters; P/N 201000281; 1 pc | 2 | Pieces | IDR | 13200000 | 26400000 | 2023-12-11 | FIP General | Mochammad Fadhillah Hakim | FIP Engineering | FIP-DOM-ENG-51505-0000000-INA-000000 | PO Closed | GL2312329 | 2023-11-27 | 2023-12-04 | 2024-01-19
231750916-1 | 231750916 - Approved | 1 | O-14641-00 | Silicone Gasket for Ferrule dia. 1"; ; ; | 15 | Pieces | IDR | 9600 | 144000 | 2023-12-11 | FIP Engineering | Mochammad Fadhillah Hakim | FIP Engineering | FIP-DOM-000-11304-OS00001-INA-000000 | PO Closed | GL2312017 | 2023-11-27 | 2023-12-04 | 2023-12-25
231750916-2 | 231750916 - Approved | 2 | O-54014-00 | STEKER 1 PHASE, BROCO | 10 | Pieces | IDR | 10000 | 100000 | 2023-12-11 | FIP Engineering | Mochammad Fadhillah Hakim | FIP Engineering | FIP-DOM-000-11304-OS00001-INA-000000 | PO Closed | GL2312017 | 2023-11-27 | 2023-12-04 | 2023-12-25
231750916-3 | 231750916 - Approved | 3 | P-51027-00 | Isolasi Kabel SCOTCH super 33+ size: 19 mmx20x0.177 mm ( vinyl electric tape ) Black 3M | 10 | Pieces | IDR | 40500 | 405000 | 2023-12-11 | FIP Engineering | Mochammad Fadhillah Hakim | FIP Engineering | FIP-DOM-000-11304-OS00001-INA-000000 | PO Closed | GL2312017 | 2023-11-27 | 2023-12-04 | 2023-12-25
231750916-4 | 231750916 - Approved | 4 | P-12258-00 | FESTO - Push In Connector QS-10-10 | 10 | Pieces | IDR | 64222 | 642220 | 2023-12-11 | FIP Engineering | Mochammad Fadhillah Hakim | FIP Engineering | FIP-DOM-000-11304-OS00001-INA-000000 | PO Closed | GL2312321 | 2023-11-27 | 2023-12-04 | 2024-01-18
231750916-5 | 231750916 - Approved | 5 | O-15931-00 | Double Tape 3M 1" Merah - P/N : - pc | 5 | Pieces | IDR | 112500 | 562500 | 2023-12-11 | FIP Engineering | Mochammad Fadhillah Hakim | FIP Engineering | FIP-DOM-000-11304-OS00001-INA-000000 | PO Closed | GL2312017 | 2023-11-27 | 2023-12-04 | 2023-12-25
231750916-6 | 231750916 - Approved | 6 | P-15852-00 | AMPLAS EAGLE 500 | 10 | Pieces | IDR | 4500 | 45000 | 2023-12-11 | FIP Engineering | Mochammad Fadhillah Hakim | FIP Engineering | FIP-DOM-000-11304-OS00001-INA-000000 | PO Closed | GL2312017 | 2023-11-27 | 2023-12-04 | 2023-12-25
231750916-7 | 231750916 - Approved | 7 | P-12223-00 | FESTO - Blanking plug QSC-6H p/n 153268 | 10 | Pieces | IDR | 15574 | 155740 | 2023-12-11 | FIP Engineering | Mochammad Fadhillah Hakim | FIP Engineering | FIP-DOM-000-11304-OS00001-INA-000000 | PO Closed | GL2312321 | 2023-11-27 | 2023-12-04 | 2024-01-18
231750916-8 | 231750916 - Approved | 8 | P-14245-00 | Manual valve HE-2-QS-8 FESTO; ; ; | 5 | Pieces | IDR | 253835 | 1269175 | 2023-12-11 | FIP Engineering | Mochammad Fadhillah Hakim | FIP Engineering | FIP-DOM-000-11304-OS00001-INA-000000 | PO Closed | GL2312321 | 2023-11-27 | 2023-12-04 | 2024-01-18
231750916-9 | 231750916 - Approved | 9 | O-54103-00 | Zelio Electromechanical Relays;RXM2AB2BD;Schneider | 2 | Pieces | IDR | 76500 | 153000 | 2023-12-11 | FIP Engineering | Mochammad Fadhillah Hakim | FIP Engineering | FIP-DOM-000-11304-OS00001-INA-000000 | PO Closed | GL2312017 | 2023-11-27 | 2023-12-04 | 2023-12-25
231750916-10 | 231750916 - Approved | 10 | P-52642-00 | Kabel NYYHY 2 x 0.75 mm Merk Supreme; ; ; | 25 | Meter | IDR | 100000 | 2500000 | 2023-12-11 | FIP Engineering | Mochammad Fadhillah Hakim | FIP Engineering | FIP-DOM-000-11304-OS00001-INA-000000 | PO Closed | GL2312019 | 2023-11-27 | 2023-12-04 | 2023-12-31
231750917-1 | 231750917 - Approved | 1 | P-16250-00 | Cutting Wheel Nippon Resibon A-46S BF dia. 105 mm | 5 | Pieces | IDR | 17500 | 87500 | 2023-12-11 | FIP Engineering | Mochammad Fadhillah Hakim | FIP Engineering | FIP-DOM-000-11304-OS00001-INA-000000 | PO Closed | GL2312022 | 2023-11-27 | 2023-11-28 | 2024-01-15
231750917-2 | 231750917 - Approved | 2 | P-50506-00 | Saklar Tunggal / 250 V / Clipsal | 2 | Pieces | IDR | 23000 | 46000 | 2023-12-11 | FIP Engineering | Mochammad Fadhillah Hakim | FIP Engineering | FIP-DOM-000-11304-OS00001-INA-000000 | PO Closed | GL2312022 | 2023-11-27 | 2023-11-28 | 2024-01-15
231750917-3 | 231750917 - Approved | 3 | P-11990-00 | Cable ties CS 100L | 5 | Pieces | IDR | 100000 | 500000 | 2023-12-11 | FIP Engineering | Mochammad Fadhillah Hakim | FIP Engineering | FIP-DOM-000-11304-OS00001-INA-000000 | PO Closed | GL2312022 | 2023-11-27 | 2023-11-28 | 2024-01-15
231750918-1 | 231750918 - Approved | 1 | P-16136-00 | Baut SS L M6 x 20 mm + Mur + Ring; ; ;; ; ; | 50 | Pieces | IDR | 4250 | 212500 | 2023-12-11 | FIP Engineering | Mochammad Fadhillah Hakim | FIP Engineering | FIP-DOM-000-11304-OS00001-INA-000000 | PO Closed | GL2312037 | 2023-11-27 | 2023-11-28 | 2023-12-11
231750918-2 | 231750918 - Approved | 2 | P-16137-00 | Baut SS L M6 x 30 mm + Mur + Ring; ; ;; ; ; | 50 | Pieces | IDR | 4500 | 225000 | 2023-12-11 | FIP Engineering | Mochammad Fadhillah Hakim | FIP Engineering | FIP-DOM-000-11304-OS00001-INA-000000 | PO Closed | GL2312037 | 2023-11-27 | 2023-11-28 | 2023-12-11
231750918-3 | 231750918 - Approved | 3 | O-19425-00 | Baut SS L M6 x 30 mm + Mur + Ring; ; ;; ; ; | 50 | Pieces | IDR | 4500 | 225000 | 2023-12-11 | FIP Engineering | Mochammad Fadhillah Hakim | FIP Engineering | FIP-DOM-000-11304-OS00001-INA-000000 | PO Closed | GL2312037 | 2023-11-27 | 2023-11-28 | 2023-12-11
231750918-4 | 231750918 - Approved | 4 | O-19426-00 | Baut SS L M3 x 20 mm + Mur + Ring; ; ;; ; ; | 100 | Pieces | IDR | 1750 | 175000 | 2023-12-11 | FIP Engineering | Mochammad Fadhillah Hakim | FIP Engineering | FIP-DOM-000-11304-OS00001-INA-000000 | PO Closed | GL2312037 | 2023-11-27 | 2023-11-28 | 2023-12-11
231750918-5 | 231750918 - Approved | 5 | O-19427-00 | Baut SS L M3 x 30 mm + Mur + Ring; ; ;; ; ; | 100 | Pieces | IDR | 2000 | 200000 | 2023-12-11 | FIP Engineering | Mochammad Fadhillah Hakim | FIP Engineering | FIP-DOM-000-11304-OS00001-INA-000000 | PO Closed | GL2312037 | 2023-11-27 | 2023-11-28 | 2023-12-11
231750918-6 | 231750918 - Approved | 6 | O-19428-00 | Baut SS L M4 x 20 mm + Mur + Ring; ; ;; ; ;; ; ; | 100 | Pieces | IDR | 2000 | 200000 | 2023-12-11 | FIP Engineering | Mochammad Fadhillah Hakim | FIP Engineering | FIP-DOM-000-11304-OS00001-INA-000000 | PO Closed | GL2312037 | 2023-11-27 | 2023-11-28 | 2023-12-11
231750918-7 | 231750918 - Approved | 7 | O-19429-00 | Baut SS L M4 x 10 mm + Mur + Ring; ; ;; ; ;; ; ; | 100 | Pieces | IDR | 2000 | 200000 | 2023-12-11 | FIP Engineering | Mochammad Fadhillah Hakim | FIP Engineering | FIP-DOM-000-11304-OS00001-INA-000000 | PO Closed | GL2312037 | 2023-11-27 | 2023-11-28 | 2023-12-11
231750918-8 | 231750918 - Approved | 8 | O-19430-00 | Baut SS L M5 x 20 mm + Mur + Ring; ; ;; ; ;; ; ; | 100 | Pieces | IDR | 3000 | 300000 | 2023-12-11 | FIP Engineering | Mochammad Fadhillah Hakim | FIP Engineering | FIP-DOM-000-11304-OS00001-INA-000000 | PO Closed | GL2312037 | 2023-11-27 | 2023-11-28 | 2023-12-11
231750918-9 | 231750918 - Approved | 9 | O-19431-00 | Baut SS L M8 x 30 mm + Mur + Ring; ; ;; ; ;; ; ; | 50 | Pieces | IDR | 5300 | 265000 | 2023-12-11 | FIP Engineering | Mochammad Fadhillah Hakim | FIP Engineering | FIP-DOM-000-11304-OS00001-INA-000000 | PO Closed | GL2312037 | 2023-11-27 | 2023-11-28 | 2023-12-11
231750918-10 | 231750918 - Approved | 10 | O-19432-00 | Baut SS L M8 x 20 mm + Mur + Ring; ; ;; ; ;; ; ; | 50 | Pieces | IDR | 5000 | 250000 | 2023-12-11 | FIP Engineering | Mochammad Fadhillah Hakim | FIP Engineering | FIP-DOM-000-11304-OS00001-INA-000000 | PO Closed | GL2312037 | 2023-11-27 | 2023-11-28 | 2023-12-11
231750920-1 | 231750920 - Approved | 1 | P-10907-00 | Fitting PVC - Tee PVC 2 | 8 | Pieces | IDR | 22500 | 180000 | 2023-12-12 | FIP Engineering | Mochammad Fadhillah Hakim | FIP Engineering | FIP-DOM-000-11304-OS00001-INA-000000 | PO Closed | GL2312031 | 2023-11-28 | 2023-12-04 | 2023-12-31
231750920-2 | 231750920 - Approved | 2 | P-12156-00 | Dynabolt dia M 10x50 mm | 100 | Pieces | IDR | 1680 | 168000 | 2023-12-12 | FIP Engineering | Mochammad Fadhillah Hakim | FIP Engineering | FIP-DOM-000-11304-OS00001-INA-000000 | PO Closed | GL2312022 | 2023-11-28 | 2023-12-04 | 2024-01-15
231750920-3 | 231750920 - Approved | 3 | P-12158-00 | Dynabolt m 8 x 30 mm / m8 x 50 mm | 4 | Pieces | IDR | 90000 | 360000 | 2023-12-12 | FIP Engineering | Mochammad Fadhillah Hakim | FIP Engineering | FIP-DOM-000-11304-OS00001-INA-000000 | PO Closed | GL2312022 | 2023-11-28 | 2023-12-04 | 2024-01-15
231750920-4 | 231750920 - Approved | 4 | P-52069-00 | Over Load Schneider LRD08; ; ; pcs | 2 | Pieces | IDR | 100000 | 200000 | 2023-12-12 | FIP Engineering | Mochammad Fadhillah Hakim | FIP Engineering | FIP-DOM-000-11304-OS00001-INA-000000 | PO Closed | GL2312022 | 2023-11-28 | 2023-12-04 | 2024-01-15
231750920-5 | 231750920 - Approved | 5 | P-51216-00 | Pipa conduit 20mm | 3 | Pieces | IDR | 22000 | 66000 | 2023-12-12 | FIP Engineering | Mochammad Fadhillah Hakim | FIP Engineering | FIP-DOM-000-11304-OS00001-INA-000000 | PO Closed | GL2312022 | 2023-11-28 | 2023-12-04 | 2024-01-15
231750920-6 | 231750920 - Approved | 6 | P-51856-00 | Key Selector Switch S2KR-4CK2AM Autonics; ; ; | 2 | Pieces | IDR | 97000 | 194000 | 2023-12-12 | FIP Engineering | Mochammad Fadhillah Hakim | FIP Engineering | FIP-DOM-000-11304-OS00001-INA-000000 | PO Closed | GL2312043 | 2023-11-28 | 2023-12-04 | 2024-01-10
231750920-7 | 231750920 - Approved | 7 | P-10863-00 | Fitting PVC - Elbow PVC 2" | 20 | Pieces | IDR | 100000 | 2000000 | 2023-12-12 | FIP Engineering | Mochammad Fadhillah Hakim | FIP Engineering | FIP-DOM-000-11304-OS00001-INA-000000 | PO Closed | GL2312031 | 2023-11-28 | 2023-12-04 | 2023-12-31
231750920-8 | 231750920 - Approved | 8 | P-52662-00 | Temperature Controller - TK4S- 14SN 100-240 VAC AUTONICS; ; ; | 2 | Pieces | IDR | 646000 | 1292000 | 2023-12-12 | FIP Engineering | Mochammad Fadhillah Hakim | FIP Engineering | FIP-DOM-000-11304-OS00001-INA-000000 | PO Closed | GL2312043 | 2023-11-28 | 2023-12-04 | 2024-02-20
231750936-1 | 231750936 - Approved | 1 | Q-11000-00 | Jasa Perbaikan Gedung; ; ; - Pemindahan Hydrant dan Pintu Warehouse | 1 | Lot | IDR | 17681376 | 17681376 | 2023-12-18 | FIP General | Mochammad Fadhillah Hakim | FIP Engineering | FIP-DOM-ENG-51502-0000000-INA-000000 | PO Closed | GL2312053 | 2023-12-04 | 2023-12-04 | 2024-01-04
231750937-1 | 231750937 - Approved | 1 | S-62032-00 | Gas Argon (Ar); 1.5 M3; Refill; Industrial Grade; Purity ≥ 99.95% | 1 | Tube | IDR | 155000 | 155000 | 2023-12-18 | FIP General | Mochammad Fadhillah Hakim | FIP Engineering | FIP-DOM-ENG-51404-0000000-INA-000000 | PO Closed | GL2403006 | 2023-12-04 | 2023-12-04 | 2024-03-07
231750937-2 | 231750937 - Approved | 2 | S-62053-00 | Hidrotest Tabung Argon 1,5m3; ; ; | 1 | Tube | IDR | 100000 | 100000 | 2023-12-18 | FIP General | Mochammad Fadhillah Hakim | FIP Engineering | FIP-DOM-ENG-51404-0000000-INA-000000 | PO Closed | GL2312322 | 2023-12-04 | 2023-12-04 | 2023-12-22
231750939-1 | 231750939 - Approved | 1 | S-60050-00 | Jasa Perbaikan dan Pemeliharaan Mesin Produksi; ; ; - Untuk Kalibrasi Frigo | 3 | Pieces | IDR | 7653000 | 22959000 | 2023-12-18 | FIP General | Mochammad Fadhillah Hakim | FIP Engineering | FIP-DOM-ENG-51504-0000000-INA-000000 | PO Closed | GL2312015 | 2023-12-04 | 2023-12-04 | 2024-01-10
231750956-1 | 231750956 - Approved | 1 | T-80053-00 | Binder CLIP 107 - 19 mm | 4 | Box | IDR | 3000 | 12000 | 2023-12-18 | FIP General | Mochammad Fadhillah Hakim | FIP Engineering | FIP-DOM-ENG-51411-0000000-INA-000000 | PO Closed | GL2312033 | 2023-12-04 | 2023-12-18 | 2024-02-05
231750956-2 | 231750956 - Approved | 2 | T-80054-00 | Binder CLIP 111 - 25 mm | 4 | Box | IDR | 5000 | 20000 | 2023-12-18 | FIP General | Mochammad Fadhillah Hakim | FIP Engineering | FIP-DOM-ENG-51411-0000000-INA-000000 | PO Closed | GL2312033 | 2023-12-04 | 2023-12-18 | 2024-02-05
231750956-3 | 231750956 - Approved | 3 | T-80057-00 | Binder CLIP 260 - 51 mm | 1 | Box | IDR | 16000 | 16000 | 2023-12-18 | FIP General | Mochammad Fadhillah Hakim | FIP Engineering | FIP-DOM-ENG-51411-0000000-INA-000000 | PO Closed | GL2312033 | 2023-12-04 | 2023-12-18 | 2024-02-05
231750956-4 | 231750956 - Approved | 4 | T-80635-00 | Kertas HVS A4 70 gram | 5 | Rim | IDR | 35585 | 177925 | 2023-12-18 | FIP General | Mochammad Fadhillah Hakim | FIP Engineering | FIP-DOM-ENG-51411-0000000-INA-000000 | PO Closed | GL2401006 | 2023-12-04 | 2023-12-18 | 2024-02-01
231750956-5 | 231750956 - Approved | 5 | T-80373-00 | Plakband Bening 2 inch | 7 | Roll | IDR | 8000 | 56000 | 2023-12-18 | FIP General | Mochammad Fadhillah Hakim | FIP Engineering | FIP-DOM-ENG-51411-0000000-INA-000000 | PO Closed | GL2312033 | 2023-12-04 | 2023-12-18 | 2024-02-05
231750956-6 | 231750956 - Approved | 6 | S-11400-00 | Kain Majun Ex HINGS Class AA - Re Order GL2311309 | 30 | Kilogram | IDR | 39000 | 1170000 | 2023-12-18 | FIP General | Mochammad Fadhillah Hakim | FIP Engineering | FIP-DOM-ENG-51302-0000000-INA-000000 | PO Closed | GL2312314 | 2023-12-04 | 2023-12-18 | 2023-12-29
231750956-7 | 231750956 - Approved | 7 | T-80028-00 | Ballpoint Snowman V1 Hitam/Biru/Merah - Biru | 20 | Pieces | IDR | 2500 | 50000 | 2023-12-18 | FIP General | Mochammad Fadhillah Hakim | FIP Engineering | FIP-DOM-ENG-51411-0000000-INA-000000 | PO Closed | GL2312033 | 2023-12-04 | 2023-12-18 | 2024-02-05
231750977-1 | 231750977 - Approved | 1 | P-53362-00 | Contactor Schneider LC1D09M7 Coil 220 VAC; ; ; | 1 | Pieces | IDR | 152250 | 152250 | 2023-12-27 | FIP Engineering | Mochammad Fadhillah Hakim | FIP Engineering | FIP-DOM-000-11304-OS00001-INA-000000 | PO Closed | GL2401014 | 2023-12-13 | 2023-12-14 | 2024-02-03
231750977-2 | 231750977 - Approved | 2 | P-10958-00 | Kawat Las Tembaga Dia = 3,2 X 350 mm Harris | 20 | Pieces | IDR | 5400 | 108000 | 2023-12-27 | FIP Engineering | Mochammad Fadhillah Hakim | FIP Engineering | FIP-DOM-000-11304-OS00001-INA-000000 | PO Closed | GL2401012 | 2023-12-13 | 2023-12-14 | 2024-01-31
231750977-3 | 231750977 - Approved | 3 | O-54129-00 | Digital Vacuum Gauge VMV-1 0 - 75000 Microns; VALUE; ; | 1 | Pieces | IDR | 2450000 | 2450000 | 2023-12-27 | FIP Engineering | Mochammad Fadhillah Hakim | FIP Engineering | FIP-DOM-000-11304-OS00001-INA-000000 | PO Closed | GL2401014 | 2023-12-13 | 2023-12-14 | 2024-02-03
231750977-4 | 231750977 - Approved | 4 | O-19511-00 | Reducer Tembaga 1 3/8 Inch x 7/8 Inch; Lokal; ; 1 Pcs | 2 | Pieces | IDR | 49700 | 99400 | 2023-12-27 | FIP Engineering | Mochammad Fadhillah Hakim | FIP Engineering | FIP-DOM-000-11304-OS00001-INA-000000 | PO Closed | GL2401012 | 2023-12-13 | 2023-12-14 | 2024-01-31
231750977-5 | 231750977 - Approved | 5 | P-18966-00 | Kawat Perak Las 40%; Merk Grilot-7; ; ; | 5 | Pieces | IDR | 163300 | 816500 | 2023-12-27 | FIP Engineering | Mochammad Fadhillah Hakim | FIP Engineering | FIP-DOM-000-11304-OS00001-INA-000000 | PO Closed | GL2401012 | 2023-12-13 | 2023-12-14 | 2024-01-31
231750977-6 | 231750977 - Approved | 6 | O-19512-00 | Gasket Uk. 1,5 mm x 100 cm x 100 cm; Klingersil; C-4400; | 1 | Pieces | IDR | 3780000 | 3780000 | 2023-12-27 | FIP Engineering | Mochammad Fadhillah Hakim | FIP Engineering | FIP-DOM-000-11304-OS00001-INA-000000 | PO Closed | GL2401012 | 2023-12-13 | 2023-12-14 | 2024-01-31
231750981-1 | 231750981 - Approved | 1 | O-18125-00 | Mixing Tank Adam - USM T60 Male Bearing Pin 20mm Silicon Carbide, G20-008; ; ; | 1 | Pieces | IDR | 22990800 | 22990800 | 2023-12-28 | FIP Engineering | Mochammad Fadhillah Hakim | FIP Engineering | FIP-DOM-000-11304-OS00001-INA-000000 | PO Closed | GL2401033 | 2023-12-14 | 2023-12-20 | 2024-02-05
231750981-2 | 231750981 - Approved | 2 | O-18124-00 | Mixing Tank Adam - USM T60 Impeller with 20mm Silicon Carbide, G10-012; ; ; | 1 | Pieces | IDR | 57000000 | 57000000 | 2023-12-28 | FIP Engineering | Mochammad Fadhillah Hakim | FIP Engineering | FIP-DOM-000-11304-OS00001-INA-000000 | PO Closed | GL2402010 | 2023-12-14 | 2023-12-20 | 2024-07-03
231750982-1 | 231750982 - Approved | 1 | P-50943-00 | Flexible conduit dia 20 mm | 5 | Pieces | IDR | 10000 | 50000 | 2023-12-28 | FIP Engineering | Mochammad Fadhillah Hakim | FIP Engineering | FIP-DOM-000-11304-OS00001-INA-000000 | PO Closed | GL2401007 | 2023-12-14 | 2023-12-20 | 2024-01-31
231750982-2 | 231750982 - Approved | 2 | P-51216-00 | Pipa conduit 20mm | 2 | Pieces | IDR | 22000 | 44000 | 2023-12-28 | FIP Engineering | Mochammad Fadhillah Hakim | FIP Engineering | FIP-DOM-000-11304-OS00001-INA-000000 | PO Closed | GL2401007 | 2023-12-14 | 2023-12-20 | 2024-01-31
231750982-3 | 231750982 - Approved | 3 | P-50286-00 | Kabel NYYHY 3 x 1,5 mm | 10 | Pieces | IDR | 100000 | 1000000 | 2023-12-28 | FIP Engineering | Mochammad Fadhillah Hakim | FIP Engineering | FIP-DOM-000-11304-OS00001-INA-000000 | PO Closed | GL2401007 | 2023-12-14 | 2023-12-20 | 2024-01-31
231750982-4 | 231750982 - Approved | 4 | P-54190-00 | Stop Kontak IP55 16A; Legrand; ; | 1 | Pieces | IDR | 185000 | 185000 | 2023-12-28 | FIP Engineering | Mochammad Fadhillah Hakim | FIP Engineering | FIP-DOM-000-11304-OS00001-INA-000000 | PO Closed | GL2401007 | 2023-12-14 | 2023-12-20 | 2024-01-31
231750982-5 | 231750982 - Approved | 5 | P-18963-00 | Tubing Nylon Putih 6x8; ; ; | 10 | Pieces | IDR | 14000 | 140000 | 2023-12-28 | FIP Engineering | Mochammad Fadhillah Hakim | FIP Engineering | FIP-DOM-000-11304-OS00001-INA-000000 | PO Closed | GL2401007 | 2023-12-14 | 2023-12-20 | 2024-01-31
231750982-6 | 231750982 - Approved | 6 | P-54199-00 | Stop Kontak AC Kaki 3 Broco; Broco; ; | 1 | Set | IDR | 70000 | 70000 | 2023-12-28 | FIP Engineering | Mochammad Fadhillah Hakim | FIP Engineering | FIP-DOM-000-11304-OS00001-INA-000000 | PO Closed | GL2401007 | 2023-12-14 | 2023-12-20 | 2024-01-31
231750982-7 | 231750982 - Approved | 7 | P-18964-00 | Check Valve Aquarium; Lokal; ; | 1 | Pieces | IDR | 20000 | 20000 | 2023-12-28 | FIP Engineering | Mochammad Fadhillah Hakim | FIP Engineering | FIP-DOM-000-11304-OS00001-INA-000000 | PO Closed | GL2401007 | 2023-12-14 | 2023-12-20 | 2024-01-31
231750984-1 | 231750984 - Approved | 1 | P-18965-00 | Sparepart Maintenance Kit SRV66 Size 1-2 Inch (0,8 - 2,5 barg); Spirax Sarco; 6404141UA-1; | 2 | Pieces | IDR | 26015000 | 52030000 | 2023-12-28 | FIP Engineering | Mochammad Fadhillah Hakim | FIP Engineering | FIP-DOM-000-11304-OS00001-INA-000000 | PO Closed | GL2401029 | 2023-12-14 | 2023-12-18 | 2024-02-25
231750985-1 | 231750985 - Approved | 1 | P-14877-00 | Kabel NYYHY 3x2,5mm; ; ; | 50 | Meter | IDR | 23500 | 1175000 | 2023-12-28 | FIP General | Mochammad Fadhillah Hakim | FIP Engineering | FIP-DOM-ENG-51504-0000000-INA-000000 | PO Closed | GL2312037 | 2023-12-14 | 2023-12-14 | 2023-12-28
231750986-1 | 231750986 - Approved | 1 | T-20113-00 | 900 UV lamp; Sievers; P/N CARK35010-01; 1 pc | 1 | Pieces | IDR | 14242100 | 14242100 | 2023-12-28 | FIP General | Mochammad Fadhillah Hakim | FIP Engineering | FIP-DOM-ENG-51505-0000000-INA-000000 | PO Closed | GL2312034 | 2023-12-14 | 2023-12-21 | 2024-01-12
231750994-1 | 231750994 - Approved | 1 | P-10945-00 | Insulation - Seal Tape onda | 10 | Pieces | IDR | 5000 | 50000 | 2023-12-30 | FIP Engineering | Mochammad Fadhillah Hakim | FIP Engineering | FIP-DOM-000-11304-OS00001-INA-000000 | PO Closed | GL2401014 | 2023-12-16 | 2023-12-20 | 2024-02-03
231750994-2 | 231750994 - Approved | 2 | P-51889-00 | Autonics - Power Supply SPA-050-24VDC; ; ; | 2 | Pieces | IDR | 508000 | 1016000 | 2023-12-30 | FIP Engineering | Mochammad Fadhillah Hakim | FIP Engineering | FIP-DOM-000-11304-OS00001-INA-000000 | PO Closed | GL2402011 | 2023-12-16 | 2023-12-20 | 2024-02-28
231750994-3 | 231750994 - Approved | 3 | P-18512-00 | Pipa Tembaga AC Uk. 1 3/8 inch; ; ; | 1 | Pieces | IDR | 100000 | 100000 | 2023-12-30 | FIP Engineering | Mochammad Fadhillah Hakim | FIP Engineering | FIP-DOM-000-11304-OS00001-INA-000000 | PO Closed | GL2401012 | 2023-12-16 | 2023-12-20 | 2024-01-31
231750994-4 | 231750994 - Approved | 4 | O-19379-00 | Oli Refrigeration; Xaerus; XR 534-46; | 8 | Can | IDR | 1800000 | 14400000 | 2023-12-30 | FIP Engineering | Mochammad Fadhillah Hakim | FIP Engineering | FIP-DOM-000-11304-OS00001-INA-000000 | PO Closed | GL2401014 | 2023-12-16 | 2023-12-20 | 2024-02-03
231750995-1 | 231750995 - Approved | 1 | S-60050-00 | Jasa Perbaikan dan Pemeliharaan Mesin Produksi; ; ; - Untuk repair memban cRABS | 1 | Pieces | IDR | 11700000 | 11700000 | 2023-12-30 | FIP General | Mochammad Fadhillah Hakim | FIP Engineering | FIP-DOM-ENG-51504-0000000-INA-000000 | PO Closed | GL2401020 | 2023-12-16 | 2023-12-18 | 2024-02-05
231750999-1 | 231750999 - Approved | 1 | T-20215-00 | ASSY PCB DEGASSER QSPI MULTI-PERS, Waters, Part No. 700002511 | 2 | Pieces | IDR | 9006618 | 18013236 | 2024-01-02 | FIP General | Mochammad Fadhillah Hakim | FIP Engineering | FIP-DOM-ENG-51505-0000000-INA-000000 | PO Closed | GL2312329 | 2023-12-19 | 2023-12-21 | 2024-02-23
231750999-2 | 231750999 - Approved | 2 | T-20118-00 | FILTER INSERT ASSY; Waters; P/N WAT088084 | 3 | Pieces | IDR | 325166 | 975498 | 2024-01-02 | FIP General | Mochammad Fadhillah Hakim | FIP Engineering | FIP-DOM-ENG-51505-0000000-INA-000000 | PO Closed | GL2312329 | 2023-12-19 | 2023-12-21 | 2024-02-23
231750999-3 | 231750999 - Approved | 3 | T-20591-00 | Kit, Performance PLUS seal pack rebuild; Waters; 700011783; 1 pieces / pack | 1 | Pieces | IDR | 5107770 | 5107770 | 2024-01-02 | FIP General | Mochammad Fadhillah Hakim | FIP Engineering | FIP-DOM-ENG-51505-0000000-INA-000000 | PO Closed | GL2312329 | 2023-12-19 | 2023-12-21 | 2024-02-23
231751011-1 | 231751011 - Approved | 1 | T-20105-00 | 900 Resin Bed for TOC Sievers; ; ; | 1 | Pieces | IDR | 10192056 | 10192056 | 2024-01-04 | FIP General | Mochammad Fadhillah Hakim | FIP Engineering | FIP-DOM-ENG-51505-0000000-INA-000000 | PO Closed | GL2312034 | 2023-12-21 | 2023-12-21 | 2024-01-12
231751019-1 | 231751019 - Approved | 1 | O-54007-00 | MCB 1 PHASE, SCHNEIDER ELECTRIC, IC60H 10Ka 16 AMPERE | 1 | Pieces | IDR | 179550 | 179550 | 2024-01-05 | FIP Engineering | Mochammad Fadhillah Hakim | FIP Engineering | FIP-DOM-000-11304-OS00001-INA-000000 | PO Closed | GL2401007 | 2023-12-22 | 2023-12-26 | 2024-01-31
231751019-2 | 231751019 - Approved | 2 | P-52766-00 | Drain Pump AC M1 Merk Value; ; -; 1 pcs | 1 | Pieces | IDR | 479000 | 479000 | 2024-01-05 | FIP Engineering | Mochammad Fadhillah Hakim | FIP Engineering | FIP-DOM-000-11304-OS00001-INA-000000 | PO Closed | GL2401007 | 2023-12-22 | 2023-12-26 | 2024-01-31
231751028-1 | 231751028 - Approved | 1 | O-14639-00 | EPDM Gasket for Ferrule dia. 1/2 | 20 | Pieces | IDR | 8100 | 162000 | 2024-01-09 | FIP Engineering | Mochammad Fadhillah Hakim | FIP Engineering | FIP-DOM-000-11304-OS00001-INA-000000 | PO Closed | GL2402005 | 2023-12-26 | 2023-12-27 | 2024-02-28
231751028-2 | 231751028 - Approved | 2 | P-13087-00 | Fitting Bronze - Sock 1 5/8 | 10 | Pieces | IDR | 24000 | 240000 | 2024-01-09 | FIP Engineering | Mochammad Fadhillah Hakim | FIP Engineering | FIP-DOM-000-11304-OS00001-INA-000000 | PO Closed | GL2401039 | 2023-12-26 | 2023-12-27 | 2024-02-05
231751028-3 | 231751028 - Approved | 3 | P-54214-00 | Pompa (Refrigerant) Recovery VRR24L Motor : 1 HP ; Power : 220-240V / 50-60HZ; VALUE; ; | 1 | Unit | IDR | 10440000 | 10440000 | 2024-01-09 | FIP Engineering | Mochammad Fadhillah Hakim | FIP Engineering | FIP-DOM-000-11304-OS00001-INA-000000 | PO Closed | GL2401039 | 2023-12-26 | 2023-12-27 | 2024-02-05
231751029-1 | 231751029 - Approved | 1 | P-11391-00 | Seal Ferrule EPDM 1.5" (35 x 53 x 9) | 20 | Pieces | IDR | 55800 | 1116000 | 2024-01-09 | FIP Engineering | Mochammad Fadhillah Hakim | FIP Engineering | FIP-DOM-000-11304-OS00001-INA-000000 | PO Closed | GL2402005 | 2023-12-26 | 2023-12-27 | 2024-02-28
231751029-2 | 231751029 - Approved | 2 | P-11393-00 | Seal Ferrule EPDM 3" | 5 | Pieces | IDR | 140250 | 701250 | 2024-01-09 | FIP Engineering | Mochammad Fadhillah Hakim | FIP Engineering | FIP-DOM-000-11304-OS00001-INA-000000 | PO Closed | GL2402005 | 2023-12-26 | 2023-12-27 | 2024-02-28
231751031-1 | 231751031 - Approved | 1 | T-25417-00 | pH Sensor InLab Surface Pro-ISM Measuring range: pH 1 11; Mettler Toledo; P/N 30249570; | 1 | Pieces | IDR | 7565850 | 7565850 | 2024-01-10 | FIP General | Mochammad Fadhillah Hakim | FIP Engineering | FIP-DOM-ENG-51505-0000000-INA-000000 | PO Closed | GL2401023 | 2023-12-27 | 2023-12-27 | 2024-03-15
231751032-1 | 231751032 - Approved | 1 | T-20146-00 | Inlab Cable MultiPin-BNC/RCA 1.2m cat no 30281896; Mettler Toledo; c/n 30281896; 1 pc | 1 | Pieces | IDR | 1804000 | 1804000 | 2024-01-10 | FIP Engineering | Mochammad Fadhillah Hakim | FIP Engineering | FIP-DOM-000-11304-OS00001-INA-000000 | PO Closed | GL2401023 | 2023-12-27 | 2023-12-27 | 2024-03-15
231751036-1 | 231751036 - Approved | 1 | O-16647-00 | Washing RAR4 - Oring Silicone Merah 23x18x2.5 mm; ; ; | 60 | Pieces | IDR | 35000 | 2100000 | 2024-01-10 | FIP Engineering | Mochammad Fadhillah Hakim | FIP Engineering | FIP-DOM-000-11304-OS00001-INA-000000 | PO Closed | GL2402012 | 2023-12-27 | 2023-12-27 | 2024-02-28
231751036-2 | 231751036 - Approved | 2 | O-18504-00 | Baut hexagonal ss M6x15mm+Mur+Ring; ; ; | 100 | Set | IDR | 1800 | 180000 | 2024-01-10 | FIP Engineering | Mochammad Fadhillah Hakim | FIP Engineering | FIP-DOM-000-11304-OS00001-INA-000000 | PO Closed | GL2402012 | 2023-12-27 | 2023-12-27 | 2024-02-28
231751036-3 | 231751036 - Approved | 3 | P-53661-00 | Heat Shrink dia. 4 mm Warna Hitam (1 roll = 100 mtr) | 1 | Pieces | IDR | 345000 | 345000 | 2024-01-10 | FIP Engineering | Mochammad Fadhillah Hakim | FIP Engineering | FIP-DOM-000-11304-OS00001-INA-000000 | PO Closed | GL2402012 | 2023-12-27 | 2023-12-27 | 2024-02-28
231751036-4 | 231751036 - Approved | 4 | P-14269-00 | Baut hexagonal SS M4x10mm+Mur+Ring; ; ; | 100 | Pieces | IDR | 2250 | 225000 | 2024-01-10 | FIP Engineering | Mochammad Fadhillah Hakim | FIP Engineering | FIP-DOM-000-11304-OS00001-INA-000000 | PO Closed | GL2402012 | 2023-12-27 | 2023-12-27 | 2024-02-28
231751036-5 | 231751036 - Approved | 5 | P-14268-00 | Baut hexagonal SS M4x20mm+Mur+Ring; ; ; | 100 | Pieces | IDR | 1750 | 175000 | 2024-01-10 | FIP Engineering | Mochammad Fadhillah Hakim | FIP Engineering | FIP-DOM-000-11304-OS00001-INA-000000 | PO Closed | GL2402012 | 2023-12-27 | 2023-12-27 | 2024-02-28
231751036-6 | 231751036 - Approved | 6 | P-14519-00 | Baut Hexagonal SS M8x30mm+Mur+Ring; ; ; | 100 | Pieces | IDR | 4700 | 470000 | 2024-01-10 | FIP Engineering | Mochammad Fadhillah Hakim | FIP Engineering | FIP-DOM-000-11304-OS00001-INA-000000 | PO Closed | GL2402012 | 2023-12-27 | 2023-12-27 | 2024-02-28
231751036-7 | 231751036 - Approved | 7 | P-14249-00 | Baut SS L M4 x 30 mm + Mur + Ring; ; ;; ; ; | 100 | Pieces | IDR | 2250 | 225000 | 2024-01-10 | FIP Engineering | Mochammad Fadhillah Hakim | FIP Engineering | FIP-DOM-000-11304-OS00001-INA-000000 | PO Closed | GL2402012 | 2023-12-27 | 2023-12-27 | 2024-02-28
231751036-8 | 231751036 - Approved | 8 | P-14522-00 | Dynabolt M12x60mm; ; ; | 100 | Pieces | IDR | 4000 | 400000 | 2024-01-10 | FIP Engineering | Mochammad Fadhillah Hakim | FIP Engineering | FIP-DOM-000-11304-OS00001-INA-000000 | PO Closed | GL2402012 | 2023-12-27 | 2023-12-27 | 2024-02-28
231751038-1 | 231751038 - Approved | 1 | Q-10817-00 | Door Closer Type: TS77 Hold Open; DORMA; ; | 5 | Pieces | IDR | 450000 | 2250000 | 2024-01-10 | FIP Engineering | Mochammad Fadhillah Hakim | FIP Engineering | FIP-DOM-000-11304-OS00001-INA-000000 | PO Closed | GL2401032 | 2023-12-27 | 2023-12-27 | 2024-02-02
231751038-2 | 231751038 - Approved | 2 | P-52003-00 | Klem Pipa Conduit Merk. Clipsal Warna Putih Uk. 20 mm; Clipsal; ; pack | 30 | Pack | IDR | 80 | 2400 | 2024-01-10 | FIP Engineering | Mochammad Fadhillah Hakim | FIP Engineering | FIP-DOM-000-11304-OS00001-INA-000000 | PO Closed | GL2402057 | 2023-12-27 | 2023-12-27 | 2024-03-15
231751038-3 | 231751038 - Approved | 3 | P-53209-00 | CAPACITOR 3 uF, 220 V, 2 kutub; ; ; | 7 | Pieces | IDR | 20000 | 140000 | 2024-01-10 | FIP Engineering | Mochammad Fadhillah Hakim | FIP Engineering | FIP-DOM-000-11304-OS00001-INA-000000 | PO Closed | GL2402057 | 2023-12-27 | 2023-12-27 | 2024-03-15
231751039-1 | 231751039 - Approved | 1 | P-10729-00 | Contact cleaner WD 40, 382 gr ; Brand : - ; P/N : - ; Pack Size : pcs | 5 | Pieces | IDR | 72000 | 360000 | 2024-01-11 | FIP Engineering | Mochammad Fadhillah Hakim | FIP Engineering | FIP-DOM-000-11304-OS00001-INA-000000 | PO Closed | GL2401014 | 2023-12-28 | 2024-01-02 | 2024-02-03
231751039-2 | 231751039 - Approved | 2 | P-12764-00 | Silicone gasket for ferrule dia 1/2inch Taiwan | 20 | Pieces | IDR | 8000 | 160000 | 2024-01-11 | FIP Engineering | Mochammad Fadhillah Hakim | FIP Engineering | FIP-DOM-000-11304-OS00001-INA-000000 | PO Closed | GL2402005 | 2023-12-28 | 2024-01-02 | 2024-02-28
231751039-3 | 231751039 - Approved | 3 | P-14379-00 | Gasket 3/4" /EPDM; ; ; | 20 | Pieces | IDR | 6400 | 128000 | 2024-01-11 | FIP Engineering | Mochammad Fadhillah Hakim | FIP Engineering | FIP-DOM-000-11304-OS00001-INA-000000 | PO Closed | GL2401014 | 2023-12-28 | 2024-01-02 | 2024-02-03
231751039-4 | 231751039 - Approved | 4 | P-53214-00 | Epoxy Adhesive DEXTONE; ; ; | 3 | Pieces | IDR | 13500 | 40500 | 2024-01-11 | FIP Engineering | Mochammad Fadhillah Hakim | FIP Engineering | FIP-DOM-000-11304-OS00001-INA-000000 | PO Closed | GL2401014 | 2023-12-28 | 2024-01-02 | 2024-02-03
231751039-5 | 231751039 - Approved | 5 | O-54015-00 | STOP KONTAK LUBANG 4, BROCO | 3 | Unit | IDR | 49000 | 147000 | 2024-01-11 | FIP Engineering | Mochammad Fadhillah Hakim | FIP Engineering | FIP-DOM-000-11304-OS00001-INA-000000 | PO Closed | GL2401014 | 2023-12-28 | 2024-01-02 | 2024-02-03
231751039-6 | 231751039 - Approved | 6 | P-17272-00 | O-ring Epdm 9 x 4 x 2,5 mm ; Brand : - ; P/N : - ; Pack Size : pcs | 20 | Pieces | IDR | 27500 | 550000 | 2024-01-11 | FIP Engineering | Mochammad Fadhillah Hakim | FIP Engineering | FIP-DOM-000-11304-OS00001-INA-000000 | PO Closed | GL2402070 | 2023-12-28 | 2024-01-02 | 2024-03-20
231751039-7 | 231751039 - Approved | 7 | Q-10154-00 | Roller cat 230mm | 5 | Pieces | IDR | 55000 | 275000 | 2024-01-11 | FIP Engineering | Mochammad Fadhillah Hakim | FIP Engineering | FIP-DOM-000-11304-OS00001-INA-000000 | PO Closed | GL2401032 | 2023-12-28 | 2024-01-02 | 2024-02-02
231751039-8 | 231751039 - Approved | 8 | Q-10153-00 | Roller cat 110mm | 5 | Pieces | IDR | 12000 | 60000 | 2024-01-11 | FIP Engineering | Mochammad Fadhillah Hakim | FIP Engineering | FIP-DOM-000-11304-OS00001-INA-000000 | PO Closed | GL2401032 | 2023-12-28 | 2024-01-02 | 2024-02-02
231751039-9 | 231751039 - Approved | 9 | P-50140-00 | Battery UPS - Battery kering Merk YUASA 12V 9AH | 20 | Pieces | IDR | 200000 | 4000000 | 2024-01-11 | FIP Engineering | Mochammad Fadhillah Hakim | FIP Engineering | FIP-DOM-000-11304-OS00001-INA-000000 | PO Closed | GL2401014 | 2023-12-28 | 2024-01-02 | 2024-02-03
231751039-10 | 231751039 - Approved | 10 | Q-60501-00 | Silicone Sealant, Silglaze, Type N10 Clear, pack size per pcs | 5 | Pieces | IDR | 56000 | 280000 | 2024-01-11 | FIP Engineering | Mochammad Fadhillah Hakim | FIP Engineering | FIP-DOM-000-11304-OS00001-INA-000000 | PO Closed | GL2401038 | 2023-12-28 | 2024-01-02 | 2024-02-02
241750002-1 | 241750002 - Approved | 1 | S-60002-00 | Jasa Perbaikan dan Pemeliharaan Mesin Utility - Untuk Pemasangan Emergency Switch | 1 | Lot | IDR | 2100000 | 2100000 | 2024-01-17 | FIP General | Mochammad Fadhillah Hakim | FIP Engineering | FIP-DOM-ENG-51508-0000000-INA-000000 | PO Closed | GL2403032 | 2024-01-03 | 2024-01-05 | 2024-03-22
241750003-1 | 241750003 - Approved | 1 | Q-11000-00 | Jasa Perbaikan Gedung; ; ; - Untuk Cover Plafon Stanless Steel | 1 | Lot | IDR | 4095000 | 4095000 | 2024-01-17 | FIP General | Mochammad Fadhillah Hakim | FIP Engineering | FIP-DOM-ENG-51502-0000000-INA-000000 | PO Closed | GL2403007 | 2024-01-03 | 2024-01-05 | 2024-03-19
241750011-1 | 241750011 - Approved | 1 | S-62027-00 | Gas Nitrogen (N2); 6 M3; Refill; Ultra High Purity (UHP); Purity >= 99.999% | 2 | Tube | IDR | 225000 | 450000 | 2024-01-17 | FIP General | Mochammad Fadhillah Hakim | FIP Engineering | FIP-DOM-ENG-51409-0000000-INA-000000 | PO Closed | GL2402302 | 2024-01-03 | 2024-01-05 | 2024-02-12
241750011-2 | 241750011 - Approved | 2 | S-62023-00 | Gas Nitrogen ; Alphagaz; 9.5 M3/cyl; | 1 | Unit | IDR | 370000 | 370000 | 2024-01-17 | FIP General | Mochammad Fadhillah Hakim | FIP Engineering | FIP-DOM-ENG-51409-0000000-INA-000000 | PO Closed | GL2401044 | 2024-01-03 | 2024-01-05 | 2024-02-01
241750018-1 | 241750018 - Approved | 1 | Q-60401-00 | Handle Pintu Bulat, Elbow Press Lock; Meroni; N13NE TB127; | 6 | Pieces | IDR | 4584956 | 27509736 | 2024-01-18 | FIP Engineering | Mochammad Fadhillah Hakim | FIP Engineering | FIP-DOM-000-11304-OS00001-INA-000000 | PO Closed | GL2402019 | 2024-01-04 | 2024-01-05 | 2024-03-04
241750019-1 | 241750019 - Approved | 1 | P-53363-00 | Contactor Schneider LC1D12M7 Coil 220 VAC; ; ; | 4 | Pieces | IDR | 185000 | 740000 | 2024-01-18 | FIP Engineering | Mochammad Fadhillah Hakim | FIP Engineering | FIP-DOM-000-11304-OS00001-INA-000000 | PO Closed | GL2401008 | 2024-01-04 | 2024-01-05 | 2024-03-13
241750019-2 | 241750019 - Approved | 2 | O-54007-00 | MCB 1 PHASE, SCHNEIDER ELECTRIC, IC60H 10Ka 16 AMPERE | 4 | Pieces | IDR | 179550 | 718200 | 2024-01-18 | FIP Engineering | Mochammad Fadhillah Hakim | FIP Engineering | FIP-DOM-000-11304-OS00001-INA-000000 | PO Closed | GL2401008 | 2024-01-04 | 2024-01-05 | 2024-03-13
241750019-3 | 241750019 - Approved | 3 | P-52501-00 | OMRON - TIMER H3CR- A8 220 VAC; ; ; | 3 | Pieces | IDR | 207500 | 622500 | 2024-01-18 | FIP Engineering | Mochammad Fadhillah Hakim | FIP Engineering | FIP-DOM-000-11304-OS00001-INA-000000 | PO Closed | GL2401005 | 2024-01-04 | 2024-01-05 | 2024-02-02
241750019-4 | 241750019 - Approved | 4 | P-14519-00 | Baut Hexagonal SS M8x30mm+Mur+Ring; ; ; | 100 | Pieces | IDR | 4700 | 470000 | 2024-01-18 | FIP Engineering | Mochammad Fadhillah Hakim | FIP Engineering | FIP-DOM-000-11304-OS00001-INA-000000 | PO Closed | GL2401008 | 2024-01-04 | 2024-01-05 | 2024-03-13
241750020-1 | 241750020 - Approved | 1 | P-18713-00 | Screw Extractor Merek Tekiro (1 set = 6 pcs); ; ; | 1 | Set | IDR | 110000 | 110000 | 2024-01-18 | FIP General | Mochammad Fadhillah Hakim | FIP Engineering | FIP-DOM-ENG-51404-0000000-INA-000000 | PO Closed | GL2402073 | 2024-01-04 | 2024-01-05 | 2024-03-20
241750022-2 | 241750022 - Approved | 2 | O-16317-00 | FD Lyofast 10 - Oli Vaccum Ultragrade 20 Edwards; ; ; | 1 | Liter | IDR | 100000 | 100000 | 2024-01-18 | FIP Engineering | Mochammad Fadhillah Hakim | FIP Engineering | FIP-DOM-000-11304-OS00001-INA-000000 | PO Closed | GL2402013 | 2024-01-04 | 2024-01-05 | 2024-02-28
241750022-3 | 241750022 - Approved | 3 | P-11392-00 | Seal Ferrule EPDM 2" | 30 | Pieces | IDR | 23200 | 696000 | 2024-01-18 | FIP Engineering | Mochammad Fadhillah Hakim | FIP Engineering | FIP-DOM-000-11304-OS00001-INA-000000 | PO Closed | GL2402005 | 2024-01-04 | 2024-01-05 | 2024-02-28
241750022-6 | 241750022 - Approved | 6 | O-18892-00 | Freeze Dryer MBE1207 - MV1161 Receiver Valve, 1/4 Inch SAE Flare 1/4 Inch NPT Direct p/n: EB15-00321; ; ; | 2 | Pieces | IDR | 13.86 | 27.72 | 2024-01-18 | FIP Engineering | Mochammad Fadhillah Hakim | FIP Engineering | FIP-DOM-000-11304-OS00001-INA-000000 | PO Closed | GL2401039 | 2024-01-04 | 2024-01-05 | 2024-02-05
241750022-7 | 241750022 - Approved | 7 | O-18893-00 | Freeze Dryer MBE1207 - MV1250 Angle Valve 1x3/4 Inch-12UNF 1x3/8 Inch ODF p/n:EB15-00755; BITZER; ; | 2 | Pieces | IDR | 202.14 | 404.28 | 2024-01-18 | FIP Engineering | Mochammad Fadhillah Hakim | FIP Engineering | FIP-DOM-000-11304-OS00001-INA-000000 | PO Closed | GL2401039 | 2024-01-04 | 2024-01-05 | 2024-02-05
241750022-8 | 241750022 - Approved | 8 | P-18725-00 | Freon Refrigerant Chemours Suva R507; ; ; | 5 | Can | IDR | 2250000 | 11250000 | 2024-01-18 | FIP Engineering | Mochammad Fadhillah Hakim | FIP Engineering | FIP-DOM-000-11304-OS00001-INA-000000 | PO Closed | GL2401014 | 2024-01-04 | 2024-01-05 | 2024-02-03
241750022-9 | 241750022 - Approved | 9 | O-19510-00 | Reducer Tembaga 1 5/8 Inch x 1 3/8 Inch; Lokal; ; 1 Pcs | 2 | Pieces | IDR | 46860 | 93720 | 2024-01-18 | FIP Engineering | Mochammad Fadhillah Hakim | FIP Engineering | FIP-DOM-000-11304-OS00001-INA-000000 | PO Closed | GL2401039 | 2024-01-04 | 2024-01-05 | 2024-02-05
241750022-10 | 241750022 - Approved | 10 | O-19521-00 | Ball Valve 7/8 inch; Castel; ; | 4 | Pieces | IDR | 837000 | 3348000 | 2024-01-18 | FIP Engineering | Mochammad Fadhillah Hakim | FIP Engineering | FIP-DOM-000-11304-OS00001-INA-000000 | PO Closed | GL2401039 | 2024-01-04 | 2024-01-05 | 2024-02-05
241750023-1 | 241750023 - Approved | 1 | O-16570-00 | Marchesini MA155 - Conveyor Belt TS10 720 x 40 Habasit p/n:C720007240 | 2 | Pieces | IDR | 100000 | 200000 | 2024-01-18 | FIP Engineering | Mochammad Fadhillah Hakim | FIP Engineering | FIP-DOM-000-11304-OS00001-INA-000000 | PO Closed | GL2402021 | 2024-01-04 | 2024-01-05 | 2023-06-04
241750023-2 | 241750023 - Approved | 2 | O-16571-00 | Marchesini MA155 - Conveyor Belt TS10 570 x 40 Habasit p/n:C720005740 | 2 | Pieces | IDR | 100000 | 200000 | 2024-01-18 | FIP Engineering | Mochammad Fadhillah Hakim | FIP Engineering | FIP-DOM-000-11304-OS00001-INA-000000 | PO Closed | GL2402021 | 2024-01-04 | 2024-01-05 | 2023-06-04
241750023-3 | 241750023 - Approved | 3 | O-16572-00 | Marchesini MA155 - Conveyor Belt TS10 520 x 40 Habasit p/n:C720005240 | 2 | Pieces | IDR | 100000 | 200000 | 2024-01-18 | FIP Engineering | Mochammad Fadhillah Hakim | FIP Engineering | FIP-DOM-000-11304-OS00001-INA-000000 | PO Closed | GL2402021 | 2024-01-04 | 2024-01-05 | 2023-06-04
241750023-4 | 241750023 - Approved | 4 | O-16573-00 | Marchesini MA155 - Conveyor Belt TS10 290 x 40 Habasit p/n:C720002940 | 2 | Pieces | IDR | 100000 | 200000 | 2024-01-18 | FIP Engineering | Mochammad Fadhillah Hakim | FIP Engineering | FIP-DOM-000-11304-OS00001-INA-000000 | PO Closed | GL2402021 | 2024-01-04 | 2024-01-05 | 2023-06-04
121701051-1 | 121701051 - APPROVED | 1 | P-14377-00 | Gasket 1" /EPDM; ; ; | 30 | Pieces | IDR | 38340 | 1150200 | 2024-01-14 | FIP Engineering | Mochammad Fadhillah Hakim, | FIP Engineering | FIP-DOM-000-11304-OS00001-INA-000000 | PO Closed | GL2403051 | 2024-01-12 | 2024-01-18 | 2024-04-30
121701051-2 | 121701051 - APPROVED | 2 | O-13522-00 | gasket 2" / EPDM; ; ; | 30 | Pieces | IDR | 60750 | 1822500 | 2024-01-14 | FIP Engineering | Mochammad Fadhillah Hakim, | FIP Engineering | FIP-DOM-000-11304-OS00001-INA-000000 | PO Closed | GL2403051 | 2024-01-12 | 2024-01-18 | 2024-04-30
121701051-3 | 121701051 - APPROVED | 3 | P-13660-00 | Sock Tembaga 7/8 inch; ; ; | 5 | Pieces | IDR | 29700 | 148500 | 2024-01-14 | FIP Engineering | Mochammad Fadhillah Hakim, | FIP Engineering | FIP-DOM-000-11304-OS00001-INA-000000 | PO Closed | GL2403012 | 2024-01-12 | 2024-01-18 | 2024-05-05
121701051-4 | 121701051 - APPROVED | 4 | P-13087-00 | Sock Tembaga 1 5/8 inch | 10 | Pieces | IDR | 36920 | 369200 | 2024-01-14 | FIP Engineering | Mochammad Fadhillah Hakim, | FIP Engineering | FIP-DOM-000-11304-OS00001-INA-000000 | PO Closed | GL2403012 | 2024-01-12 | 2024-01-18 | 2024-05-05
121701051-5 | 121701051 - APPROVED | 5 | P-13657-00 | Sock Tembaga 5/8 inch; ; ; | 2 | Pieces | IDR | 28400 | 56800 | 2024-01-14 | FIP Engineering | Mochammad Fadhillah Hakim, | FIP Engineering | FIP-DOM-000-11304-OS00001-INA-000000 | PO Closed | GL2403012 | 2024-01-12 | 2024-01-18 | 2024-05-05
121701051-6 | 121701051 - APPROVED | 6 | P-18821-00 | Neppel Pentil Pengisian Freon Uk. 1/4"; ; ; | 5 | Pieces | IDR | 7100 | 35500 | 2024-01-14 | FIP Engineering | Mochammad Fadhillah Hakim, | FIP Engineering | FIP-DOM-000-11304-OS00001-INA-000000 | PO Closed | GL2403012 | 2024-01-12 | 2024-01-18 | 2024-05-05
121701052-1 | 121701052 - APPROVED | 1 | O-54127-00 | Control Unit G120 CU240E-2 DP E-type safety, Sinamics; Siemens; ; | 7 | Pieces | IDR | 4585000 | 32095000 | 2024-01-14 | FIP Engineering | Mochammad Fadhillah Hakim, | FIP Engineering | FIP-DOM-000-11304-OS00001-INA-000000 | PO Closed | GL2403019 | 2024-01-12 | 2024-01-16 | 2024-03-30
121701057-1 | 121701057 - APPROVED | 1 | O-54161-00 | Autoclave Fedegari FVA2/A1 - Vacuum Compressor 2BV3 151-0GW02-1E; ELMO RIETSCHLE; ; | 1 | Unit | IDR | 33750000 | 33750000 | 2024-01-17 | FIP Engineering | Mochammad Fadhillah Hakim, | FIP Engineering | FIP-DOM-000-11304-OS00001-INA-000000 | PO Closed | GL2401035 | 2024-01-15 | 2024-01-16 | 2024-07-05
121701060-1 | 121701060 - APPROVED | 1 | S-42148-00 | Plakban Kuning Size 1"; Sazanami; ; pack size per pack 6 roll | 30 | Roll | IDR | 15000 | 450000 | 2024-01-18 | FIP General | Mochammad Fadhillah Hakim, | FIP Engineering | FIP-DOM-ENG-51404-0000000-INA-000000 | PO Closed | GL2402031 | 2024-01-16 | 2024-02-06
121701060-2 | 121701060 - APPROVED | 2 | P-18170-00 | Kunci pas ring 22 mm; ; ; | 1 | Pieces | IDR | 100000 | 100000 | 2024-01-18 | FIP General | Mochammad Fadhillah Hakim, | FIP Engineering | FIP-DOM-ENG-51404-0000000-INA-000000 | PO Closed | GL2403002 | 2024-01-16 | 2024-02-06 | 2024-04-30
121701060-3 | 121701060 - APPROVED | 3 | P-18171-00 | Kunci pas ring 24 mm; ; ; | 1 | Pieces | IDR | 100000 | 100000 | 2024-01-18 | FIP General | Mochammad Fadhillah Hakim, | FIP Engineering | FIP-DOM-ENG-51404-0000000-INA-000000 | PO Closed | GL2403002 | 2024-01-16 | 2024-02-06 | 2024-04-30
121701060-4 | 121701060 - APPROVED | 4 | S-60205-00 | Tang Kombinasi 7 inch; Tekiro; ; | 1 | Pieces | IDR | 150000 | 150000 | 2024-01-18 | FIP General | Mochammad Fadhillah Hakim, | FIP Engineering | FIP-DOM-ENG-51404-0000000-INA-000000 | PO Closed | GL2403002 | 2024-01-16 | 2024-02-06 | 2024-04-30
121701060-6 | 121701060 - APPROVED | 6 | P-53210-00 | CAPACITOR 5 uF, 220 V, 2 kutub; ; ; | 5 | Pieces | IDR | 50000 | 250000 | 2024-01-18 | FIP Engineering | Mochammad Fadhillah Hakim, | FIP Engineering | FIP-DOM-000-11304-OS00001-INA-000000 | PO Closed | GL2403002 | 2024-01-16 | 2024-02-06 | 2024-04-30
121701060-7 | 121701060 - APPROVED | 7 | P-13389-00 | Scotch Brite 3M; ; ; | 20 | Pieces | IDR | 13500 | 270000 | 2024-01-18 | FIP Engineering | Mochammad Fadhillah Hakim, | FIP Engineering | FIP-DOM-000-11304-OS00001-INA-000000 | PO Closed | GL2403002 | 2024-01-16 | 2024-02-06 | 2024-04-30
121701060-8 | 121701060 - APPROVED | 8 | P-52519-00 | CAPACITOR 3.5 uF, 450V, 2 kutub; ; ; | 5 | Pieces | IDR | 72000 | 360000 | 2024-01-18 | FIP Engineering | Mochammad Fadhillah Hakim, | FIP Engineering | FIP-DOM-000-11304-OS00001-INA-000000 | PO Closed | GL2403002 | 2024-01-16 | 2024-02-06 | 2024-04-30
121701062-1 | 121701062 - APPROVED | 1 | P-51559-00 | Lampu T5 14watt Putih; Phillips; ; | 80 | Pack | IDR | 29700 | 2376000 | 2024-01-18 | FIP Engineering | Mochammad Fadhillah Hakim, | FIP Engineering | FIP-DOM-000-11304-OS00001-INA-000000 | PO Closed | GL2402057 | 2024-01-16 | 2024-02-06
121701062-2 | 121701062 - APPROVED | 2 | O-19256-00 | Grendel Pintu Sliding Stanless Steel; ; ; | 10 | Pieces | IDR | 45000 | 450000 | 2024-01-18 | FIP Engineering | Mochammad Fadhillah Hakim, | FIP Engineering | FIP-DOM-000-11304-OS00001-INA-000000 | PO Closed | GL2403002 | 2024-01-16 | 2024-02-06 | 2024-04-30
121701062-3 | 121701062 - APPROVED | 3 | T-20118-00 | FILTER INSERT ASSY; Waters; P/N WAT088084; 1 pc | 2 | Pieces | IDR | 325166 | 650332 | 2024-01-18 | FIP General | Mochammad Fadhillah Hakim, | FIP Engineering | FIP-DOM-ENG-51505-0000000-INA-000000 | PO Closed | GL2402307 | 2024-01-16 | 2024-02-06 | 2024-03-08
121701062-4 | 121701062 - APPROVED | 4 | P-52807-00 | 4" Inline Hydrophonic Fan 0,04kw 220V; ; ; | 1 | Pieces | IDR | 1050000 | 1050000 | 2024-01-18 | FIP Engineering | Mochammad Fadhillah Hakim, | FIP Engineering | FIP-DOM-000-11304-OS00001-INA-000000 | PO Closed | GL2403002 | 2024-01-16 | 2024-02-06 | 2024-04-30
121701066-1 | 121701066 - APPROVED | 1 | S-60050-00 | Jasa Perbaikan dan Pemeliharaan Mesin Produksi; ; ; | 1 | Pieces | IDR | 1975000 | 1975000 | 2024-01-19 | FIP General | Mochammad Fadhillah Hakim, | FIP Engineering | FIP-DOM-ENG-51504-0000000-INA-000000 | PO Closed | GL2402033 | 2024-01-17 | 2024-01-24 | 2024-03-29
121701090-1 | 121701090 - APPROVED | 1 | O-54165-00 | Electronic Expansion Valve ESS2U; Parker; ; | 5 | Pieces | IDR | 1488000 | 7440000 | 2024-01-25 | FIP Engineering | Mochammad Fadhillah Hakim, | FIP Engineering | FIP-DOM-000-11304-OS00001-INA-000000 | PO Closed | GL2401049 | 2024-01-23 | 2024-01-23
121701092-1 | 121701092 - APPROVED | 1 | P-54218-00 | Vertical Float Level Switch VSS-2FJ-S4-L720-FS45-HT; Wingel; ; | 1 | Pieces | IDR | 6000000 | 6000000 | 2024-01-25 | FIP Engineering | Mochammad Fadhillah Hakim, | FIP Engineering | FIP-DOM-000-11304-OS00001-INA-000000 | PO Closed | GL2402042 | 2024-01-23 | 2024-01-25 | 2024-03-20
121701099-1 | 121701099 - APPROVED | 1 | P-14899-00 | Electrode Set Ozone Generator; Ozonia MKIV; ; | 1 | Unit | IDR | 51000000 | 51000000 | 2024-01-25 | FIP Engineering | Mochammad Fadhillah Hakim, | FIP Engineering | FIP-DOM-000-11304-OS00001-INA-000000 | PO Closed | GL2402061 | 2024-01-23 | 2024-01-23
121701106-1 | 121701106 - APPROVED | 1 | S-60050-00 | Jasa Perbaikan dan Pemeliharaan Mesin Produksi; ; ; | 1 | Pieces | IDR | 1000000 | 1000000 | 2024-01-26 | FIP General | Mochammad Fadhillah Hakim, | FIP Engineering | FIP-DOM-ENG-51504-0000000-INA-000000 | PO Closed | GL2403033 | 2024-01-24 | 2024-01-24 | 2024-03-22
121701110-1 | 121701110 - APPROVED | 1 | T-20129-00 | Deuterium Lamp L6380 80V; Shimadzu; c/n 062-65055-05; 1 pc | 1 | Pieces | IDR | 10910000 | 10910000 | 2024-01-26 | FIP General | Mochammad Fadhillah Hakim, | FIP Engineering | FIP-DOM-ENG-51505-0000000-INA-000000 | PO Closed | GL2402304 | 2024-01-24 | 2024-01-29 | 2024-02-29
121701110-2 | 121701110 - APPROVED | 2 | T-20381-00 | Halogen Lamp NA55917 12V; Shimadzu; Part No. 062-65005; 1 | 1 | Pieces | IDR | 1300000 | 1300000 | 2024-01-26 | FIP General | Mochammad Fadhillah Hakim, | FIP Engineering | FIP-DOM-ENG-51505-0000000-INA-000000 | PO Closed | GL2402304 | 2024-01-24 | 2024-01-29 | 2024-02-29
121701111-1 | 121701111 - APPROVED | 1 | T-20532-00 | Silica Gel 10GRMSX30PCS; Shimadzu; Part No. 200-53655; 10 gr per pack | 2 | Pack | IDR | 752000 | 1504000 | 2024-01-26 | FIP General | Mochammad Fadhillah Hakim, | FIP Engineering | FIP-DOM-ENG-51505-0000000-INA-000000 | PO Closed | GL2402304 | 2024-01-24 | 2024-01-25 | 2024-04-12
121701117-1 | 121701117 - APPROVED | 1 | S-60050-00 | Jasa Perbaikan dan Pemeliharaan Mesin Produksi; ; ; | 1 | Pieces | IDR | 800000 | 800000 | 2024-01-28 | FIP General | Mochammad Fadhillah Hakim, | FIP Engineering | FIP-DOM-ENG-51504-0000000-INA-000000 | PO Closed | GL2403029 | 2024-01-26 | 2024-01-29 | 2024-03-22
121701119-1 | 121701119 - APPROVED | 1 | P-17390-00 | PALL - AB1PFR7PVH4, 0.2 um; ; ; | 1 | Pieces | IDR | 6612000 | 6612000 | 2024-04-15 | FIP Engineering | Mochammad Fadhillah Hakim, | FIP Engineering | FIP-DOM-000-11304-OS00001-INA-000000 | PO Closed | GL2403036 | 2024-01-26 | 2024-03-19 | 2024-05-20
121701119-2 | 121701119 - APPROVED | 2 | O-13062-00 | AUTOCLAVE Lab Mikro - PALL Emflon Filter 0,2um p/n C3PFRP1 | 1 | Pieces | IDR | 5765000 | 5765000 | 2024-04-16 | FIP Engineering | Mochammad Fadhillah Hakim, | FIP Engineering | FIP-DOM-000-11304-OS00001-INA-000000 | PO Closed | GL2403036 | 2024-01-26 | 2024-03-19 | 2024-05-20
121701119-3 | 121701119 - APPROVED | 3 | O-12868-00 | Emflon PFR Membrane Filter Cartridges 0.2 um PALL P/N : AB05 PFR2 PVH4 pc | 1 | Pieces | IDR | 4892000 | 4892000 | 2024-04-16 | FIP Engineering | Mochammad Fadhillah Hakim, | FIP Engineering | FIP-DOM-000-11304-OS00001-INA-000000 | PO Closed | GL2403036 | 2024-01-26 | 2024-03-19 | 2024-05-20
121701119-4 | 121701119 - APPROVED | 4 | O-11287-00 | F200 - Pall Filter p/n KA3PFRP1 | 1 | Pieces | IDR | 4500000 | 4500000 | 2024-03-20 | FIP Engineering | Mochammad Fadhillah Hakim, | FIP Engineering | FIP-DOM-000-11304-OS00001-INA-000000 | PO Closed | GL2403036 | 2024-01-26 | 2024-03-19 | 2024-05-20
121701124-1 | 121701124 - APPROVED | 1 | P-51559-00 | Lampu T5 14watt Putih; Phillips; ; | 120 | Pack | IDR | 29700 | 3564000 | 2024-01-31 | FIP Engineering | Mochammad Fadhillah Hakim, | FIP Engineering | FIP-DOM-000-11304-OS00001-INA-000000 | PO Closed | GL2402057 | 2024-01-29 | 2024-01-30
121701124-2 | 121701124 - APPROVED | 2 | P-51560-00 | Lampu T5 28watt Putih; Phillips; ; | 40 | Pieces | IDR | 36000 | 1440000 | 2024-01-31 | FIP Engineering | Mochammad Fadhillah Hakim, | FIP Engineering | FIP-DOM-000-11304-OS00001-INA-000000 | PO Closed | GL2402057 | 2024-01-29 | 2024-01-30
121701124-3 | 121701124 - APPROVED | 3 | P-53102-00 | Lampu PLC 13watt/E27 Putih; Phillips; ; | 20 | Pieces | IDR | 26100 | 522000 | 2024-01-31 | FIP Engineering | Mochammad Fadhillah Hakim, | FIP Engineering | FIP-DOM-000-11304-OS00001-INA-000000 | PO Closed | GL2402057 | 2024-01-29 | 2024-01-30
121701124-4 | 121701124 - APPROVED | 4 | O-16647-00 | Washing RAR4 - Oring Silicone Merah 23x18x2.5 mm; ; ; | 90 | Pieces | IDR | 35000 | 3150000 | 2024-01-31 | FIP Engineering | Mochammad Fadhillah Hakim, | FIP Engineering | FIP-DOM-000-11304-OS00001-INA-000000 | PO Closed | GL2403002 | 2024-01-29 | 2024-01-30 | 2024-04-30
121701124-5 | 121701124 - APPROVED | 5 | O-11181-00 | Bearing 626-2Z | 30 | Pieces | IDR | 45000 | 1350000 | 2024-01-31 | FIP Engineering | Mochammad Fadhillah Hakim, | FIP Engineering | FIP-DOM-000-11304-OS00001-INA-000000 | PO Closed | GL2402057 | 2024-01-29 | 2024-01-30
121701126-1 | 121701126 - APPROVED | 1 | P-50140-00 | Battery UPS - Battery kering Merk YUASA 12V 9AH | 2 | Pieces | IDR | 200000 | 400000 | 2024-01-31 | FIP Engineering | Mochammad Fadhillah Hakim, | FIP Engineering | FIP-DOM-000-11304-OS00001-INA-000000 | PO Closed | GL2402057 | 2024-01-29 | 2024-02-01
121701126-2 | 121701126 - APPROVED | 2 | P-12764-00 | Silicone gasket for ferrule dia 1/2inch Taiwan | 10 | Pieces | IDR | 8000 | 80000 | 2024-01-31 | FIP Engineering | Mochammad Fadhillah Hakim, | FIP Engineering | FIP-DOM-000-11304-OS00001-INA-000000 | PO Closed | GL2403044 | 2024-01-29 | 2024-02-01 | 2024-05-03
121701126-3 | 121701126 - APPROVED | 3 | Q-60503-00 | Silicone Sealant, Silglaze, Type N10 Grey, pack size per pcs | 4 | Pieces | IDR | 62000 | 248000 | 2024-02-01 | FIP Engineering | Mochammad Fadhillah Hakim, | FIP Engineering | FIP-DOM-000-11304-OS00001-INA-000000 | PO Closed | GL2403017 | 2024-01-29 | 2024-02-01 | 2024-03-25
121701126-4 | 121701126 - APPROVED | 4 | P-51027-00 | Isolasi Kabel SCOTCH super 33+ size: 19 mmx20x0.177 mm ( vinyl electric tape ) Black 3M | 6 | Pieces | IDR | 40500 | 243000 | 2024-02-01 | FIP Engineering | Mochammad Fadhillah Hakim, | FIP Engineering | FIP-DOM-000-11304-OS00001-INA-000000 | PO Closed | GL2403002 | 2024-01-29 | 2024-02-01 | 2024-04-30
121701126-5 | 121701126 - APPROVED | 5 | P-12433-00 | Isolasi AC- Sansui | 4 | Pieces | IDR | 10000 | 40000 | 2024-02-01 | FIP Engineering | Mochammad Fadhillah Hakim, | FIP Engineering | FIP-DOM-000-11304-OS00001-INA-000000 | PO Closed | GL2402057 | 2024-01-29 | 2024-02-01
121701126-6 | 121701126 - APPROVED | 6 | O-54015-00 | STOP KONTAK LUBANG 4, BROCO | 3 | Unit | IDR | 49000 | 147000 | 2024-02-01 | FIP Engineering | Mochammad Fadhillah Hakim, | FIP Engineering | FIP-DOM-000-11304-OS00001-INA-000000 | PO Closed | GL2402057 | 2024-01-29 | 2024-02-01
121701126-7 | 121701126 - APPROVED | 7 | P-14980-00 | Seal Ferrule Teflon 3/4 inch; ; ; | 6 | Pieces | IDR | 53000 | 318000 | 2024-02-01 | FIP Engineering | Mochammad Fadhillah Hakim, | FIP Engineering | FIP-DOM-000-11304-OS00001-INA-000000 | PO Closed | GL2403044 | 2024-01-29 | 2024-02-01 | 2024-05-03
121701129-1 | 121701129 - APPROVED | 1 | T-20123-00 | Acquity PDA/TUV 2489/2998 Perf Main Kit (lampu HPLC); Waters; P/N 201000281; 1 pc | 3 | Pieces | IDR | 13200000 | 39600000 | 2024-02-01 | FIP General | Mochammad Fadhillah Hakim, | FIP Engineering | FIP-DOM-ENG-51505-0000000-INA-000000 | PO Closed | GL2402307 | 2024-01-30 | 2024-02-01 | 2024-03-08
121701131-1 | 121701131 - APPROVED | 1 | O-54166-00 | Coil Magnet 018F0091; Danfoss; ; | 4 | Pieces | IDR | 3100000 | 12400000 | 2024-02-01 | FIP Engineering | Mochammad Fadhillah Hakim, | FIP Engineering | FIP-DOM-000-11304-OS00001-INA-000000 | PO Closed | GL2403012 | 2024-01-30 | 2024-02-05 | 2024-05-05
121701131-2 | 121701131 - APPROVED | 2 | O-19588-00 | Press Gauge 0-250 psi, Dia 2,5 inch, Drat 1/4 inch; No Brand; ; | 2 | Pieces | IDR | 383400 | 766800 | 2024-02-01 | FIP Engineering | Mochammad Fadhillah Hakim, | FIP Engineering | FIP-DOM-000-11304-OS00001-INA-000000 | PO Closed | GL2403012 | 2024-01-30 | 2024-02-05 | 2024-05-05
121701131-3 | 121701131 - APPROVED | 3 | O-19591-00 | Grease for High Vacuum GR AR555; Kluber; ; | 1 | Can | IDR | 14850000 | 14850000 | 2024-02-01 | FIP Engineering | Mochammad Fadhillah Hakim, | FIP Engineering | FIP-DOM-000-11304-OS00001-INA-000000 | PO Closed | GL2403012 | 2024-01-30 | 2024-02-05 | 2024-05-05
121701131-4 | 121701131 - APPROVED | 4 | P-54185-00 | Refrigerant Balance VES 508 Capacacity : 50 kg/110Lb ; Power :9V DC and AC(110V-220V); VALUE; ; | 1 | Unit | IDR | 4950000 | 4950000 | 2024-02-03 | FIP Engineering | Mochammad Fadhillah Hakim, | FIP Engineering | FIP-DOM-000-11304-OS00001-INA-000000 | PO Closed | GL2403012 | 2024-01-30 | 2024-02-05 | 2024-05-05
121701131-5 | 121701131 - APPROVED | 5 | P-18909-00 | Refrigerant Recovery Tank Cld-30Y 13 L , 30 Lbs , 13.6Kg; ORION; ; | 6 | Unit | IDR | 3150000 | 18900000 | 2024-02-03 | FIP Engineering | Mochammad Fadhillah Hakim, | FIP Engineering | FIP-DOM-000-11304-OS00001-INA-000000 | PO Closed | GL2403012 | 2024-01-30 | 2024-02-05 | 2024-05-05
121701131-6 | 121701131 - APPROVED | 6 | O-19589-00 | Press Gauge 0-500 Psi, Dia 2.5 Inch, Drat 1/4 Inch; No Brand; ; | 2 | Pieces | IDR | 383400 | 766800 | 2024-02-03 | FIP Engineering | Mochammad Fadhillah Hakim, | FIP Engineering | FIP-DOM-000-11304-OS00001-INA-000000 | PO Closed | GL2403012 | 2024-01-30 | 2024-02-05 | 2024-05-05
121701133-1 | 121701133 - APPROVED | 1 | P-12476-00 | Mata Bor besi dia 10 mm ex NACHI | 2 | Pieces | IDR | 95400 | 190800 | 2024-02-01 | FIP Engineering | Mochammad Fadhillah Hakim, | FIP Engineering | FIP-DOM-000-11304-OS00001-INA-000000 | PO Closed | GL2402057 | 2024-01-30 | 2024-02-01
121701133-2 | 121701133 - APPROVED | 2 | P-52709-00 | Pressure Transmitter TPS30-G27AR2-00 AUTONICS; ; ; | 1 | Pieces | IDR | 1704800 | 1704800 | 2024-02-02 | FIP Engineering | Mochammad Fadhillah Hakim, | FIP Engineering | FIP-DOM-000-11304-OS00001-INA-000000 | PO Closed | GL2403043 | 2024-01-30 | 2024-02-01 | 2024-05-10
121701133-3 | 121701133 - APPROVED | 3 | P-52662-00 | Temperature Controller - TK4S- 14SN 100-240 VAC AUTONICS; ; ; | 4 | Pieces | IDR | 645000 | 2580000 | 2024-02-02 | FIP Engineering | Mochammad Fadhillah Hakim, | FIP Engineering | FIP-DOM-000-11304-OS00001-INA-000000 | PO Closed | GL2403043 | 2024-01-30 | 2024-02-01 | 2024-05-10
121701133-4 | 121701133 - APPROVED | 4 | P-17272-00 | O-ring Epdm 9 x 4 x 2,5 mm ; Brand : - ; P/N : - ; Pack Size : pcs | 20 | Pieces | IDR | 27500 | 550000 | 2024-02-02 | FIP Engineering | Mochammad Fadhillah Hakim, | FIP Engineering | FIP-DOM-000-11304-OS00001-INA-000000 | PO Closed | GL2403042 | 2024-01-30 | 2024-02-01 | 2024-02-02
121701133-5 | 121701133 - APPROVED | 5 | P-52833-00 | MCB Merek Schneider Type : IC60H 25A 3 Phase; ; ; | 2 | Pieces | IDR | 596550 | 1193100 | 2024-02-02 | FIP Engineering | Mochammad Fadhillah Hakim, | FIP Engineering | FIP-DOM-000-11304-OS00001-INA-000000 | PO Closed | GL2403002 | 2024-01-30 | 2024-02-01 | 2024-04-30
121701133-6 | 121701133 - APPROVED | 6 | Q-70065-00 | Dynabolt Beton M8x60; M8; M8x60; | 100 | Pieces | IDR | 1850 | 185000 | 2024-02-02 | FIP Engineering | Mochammad Fadhillah Hakim, | FIP Engineering | FIP-DOM-000-11304-OS00001-INA-000000 | PO Closed | GL2403018 | 2024-01-30 | 2024-02-01
121701133-7 | 121701133 - APPROVED | 7 | Q-70068-00 | Dynabolt Beton M10x60; M10; M10x60; | 50 | Pieces | IDR | 3150 | 157500 | 2024-02-02 | FIP Engineering | Mochammad Fadhillah Hakim, | FIP Engineering | FIP-DOM-000-11304-OS00001-INA-000000 | PO Closed | GL2403018 | 2024-01-30 | 2024-02-01
121701133-8 | 121701133 - APPROVED | 8 | Q-70069-00 | Dynabolt Beton M10x70; M10; M10x70; | 50 | Pieces | IDR | 3500 | 175000 | 2024-02-02 | FIP Engineering | Mochammad Fadhillah Hakim, | FIP Engineering | FIP-DOM-000-11304-OS00001-INA-000000 | PO Closed | GL2403018 | 2024-01-30 | 2024-02-01
121701133-9 | 121701133 - APPROVED | 9 | Q-70072-00 | Dynabolt Beton M12x70; M12; M12x70; | 30 | Pieces | IDR | 4500 | 135000 | 2024-02-02 | FIP Engineering | Mochammad Fadhillah Hakim, | FIP Engineering | FIP-DOM-000-11304-OS00001-INA-000000 | PO Closed | GL2403018 | 2024-01-30 | 2024-02-01
121701133-10 | 121701133 - APPROVED | 10 | T-12225-00 | SSD 1TB WD Blue SA510 1,5 Inch; SATA; ; | 2 | Pieces | IDR | 1400000 | 2800000 | 2024-02-02 | FIP General | Mochammad Fadhillah Hakim, | FIP Engineering | FIP-DOM-ENG-51404-0000000-INA-000000 | PO Closed | GL2402048 | 2024-01-30 | 2024-02-01
121701136-2 | 121701136 - APPROVED | 2 | O-19039-00 | Vent Filter Feed Water Tank; KA1V002PV3; KP 1 Emflon II Capsule 0.2 m; KLEENPAK; PALL; ; | 1 | Pieces | IDR | 4500000 | 4500000 | 2024-02-02 | FIP Engineering | Mochammad Fadhillah Hakim, | FIP Engineering | FIP-DOM-000-11304-OS00001-INA-000000 | PO Closed | GL2404024 | 2024-01-31 | 2024-02-01 | 2024-08-02
121701140-1 | 121701140 - APPROVED | 1 | S-60050-00 | Jasa Perbaikan dan Pemeliharaan Mesin Produksi; ; ; | 1 | Pieces | IDR | 7050000 | 7050000 | 2024-02-02 | FIP General | Mochammad Fadhillah Hakim, | FIP Engineering | FIP-DOM-ENG-51504-0000000-INA-000000 | PO Closed | GL2402052 | 2024-01-31 | 2024-02-01
121701153-1 | 121701153 - APPROVED | 1 | P-52865-00 | Vacuum Pump 2 Stage 8,9 Cfm (252 liter/menit), 220V; Tasco; Type : TA150XL; | 1 | Unit | IDR | 9715000 | 9715000 | 2024-02-04 | FIP Engineering | Mochammad Fadhillah Hakim, | FIP Engineering | FIP-DOM-000-11304-OS00001-INA-000000 | PO Closed | GL2403012 | 2024-02-02 | 2024-02-06 | 2024-05-05
121701162-1 | 121701162 - APPROVED | 1 | S-60050-00 | Jasa Perbaikan dan Pemeliharaan Mesin Produksi; ; ; | 1 | Pieces | IDR | 12379000 | 12379000 | 2024-02-07 | FIP General | Mochammad Fadhillah Hakim, | FIP Engineering | FIP-DOM-ENG-51504-0000000-INA-000000 | PO Closed | GL2402046 | 2024-02-05 | 2024-02-06 | 2024-03-01
121701163-1 | 121701163 - APPROVED | 1 | O-15552-00 | ABSOLUTE ENCODER SSI 8192 GRAY RADIAL CONNECTOR; PART NO :202931 | 1 | Unit | IDR | 12432656 | 12432656 | 2024-02-07 | FIP Engineering | Mochammad Fadhillah Hakim, | FIP Engineering | FIP-DOM-000-11304-OS00001-INA-000000 | PO Closed | GL2404061 | 2024-02-05 | 2024-02-06 | 2025-03-30
121701163-2 | 121701163 - APPROVED | 2 | O-51769-00 | WAGO 750-430 8-CHANNEL DIGITAL INPUT MODULE STD PACK; ; ; | 1 | Unit | IDR | 983990 | 983990 | 2024-02-07 | FIP Engineering | Mochammad Fadhillah Hakim, | FIP Engineering | FIP-DOM-000-11304-OS00001-INA-000000 | PO Closed | GL2404055 | 2024-02-05 | 2024-02-06 | 2024-05-24
121701163-3 | 121701163 - APPROVED | 3 | O-51773-00 | WAGO 750-550 2-CHANNEL ANALOG OUTPUT MODULE STD PACK; ; ; | 2 | Unit | IDR | 3558250 | 7116500 | 2024-02-07 | FIP Engineering | Mochammad Fadhillah Hakim, | FIP Engineering | FIP-DOM-000-11304-OS00001-INA-000000 | PO Closed | GL2404055 | 2024-02-05 | 2024-02-06 | 2024-05-24
121701163-4 | 121701163 - APPROVED | 4 | O-52478-00 | CRABS Z064CR-Proximity Sensor; Schmersal; BNS260-11ZG-ST-R; | 1 | Pieces | IDR | 1270000 | 1270000 | 2024-02-07 | FIP Engineering | Mochammad Fadhillah Hakim, | FIP Engineering | FIP-DOM-000-11304-OS00001-INA-000000 | PO Closed | GL2404068 | 2024-02-05 | 2024-02-06 | 2024-10-20
121701163-5 | 121701163 - APPROVED | 5 | O-52314-00 | Selenoid Valve VSNC-FC-M52-MD-G14-F8-1B2; Festo; P/n: 577295; | 1 | Pieces | IDR | 1097539 | 1097539 | 2024-02-07 | FIP Engineering | Mochammad Fadhillah Hakim, | FIP Engineering | FIP-DOM-000-11304-OS00001-INA-000000 | PO Closed | GL2404329 | 2024-02-05 | 2024-02-06 | 2024-05-07
121701163-6 | 121701163 - APPROVED | 6 | O-14620-00 | Microswitch for pneumatic cylinder; ; c/n 7821; | 1 | Unit | IDR | 824739 | 824739 | 2024-02-07 | FIP Engineering | Mochammad Fadhillah Hakim, | FIP Engineering | FIP-DOM-000-11304-OS00001-INA-000000 | PO Closed | GL2404061 | 2024-02-05 | 2024-02-06 | 2025-03-30
121701166-1 | 121701166 - APPROVED | 1 | O-19590-00 | Manifold Gauge, Hose 1.5 mtr; Tasco; ; | 1 | Pieces | IDR | 2272000 | 2272000 | 2024-02-07 | FIP Engineering | Mochammad Fadhillah Hakim, | FIP Engineering | FIP-DOM-000-11304-OS00001-INA-000000 | PO Closed | GL2403055 | 2024-02-05 | 2024-02-06 | 2024-05-05
121701175-1 | 121701175 - APPROVED | 1 | O-17988-00 | Cam Follow (Idle Pin); INA; KR16-X-PP-A; pc | 10 | Pieces | IDR | 332500 | 3325000 | 2024-02-09 | FIP Engineering | Mochammad Fadhillah Hakim, | FIP Engineering | FIP-DOM-000-11304-OS00001-INA-000000 | PO Closed | GL2404025 | 2024-02-07 | 2024-02-07 | 2024-05-09
121701175-2 | 121701175 - APPROVED | 2 | Q-10433-00 | Lampu Neon Philips TLD 15W/54-765 Cool Daylight; PHILIPS; TLD15W/54-765; | 10 | Pieces | IDR | 36500 | 365000 | 2024-02-09 | FIP Engineering | Mochammad Fadhillah Hakim, | FIP Engineering | FIP-DOM-000-11304-OS00001-INA-000000 | PO Closed | GL2403018 | 2024-02-07 | 2024-02-07
121701175-3 | 121701175 - APPROVED | 3 | Q-10434-00 | Lampu Tornado Philips 27 W Cool Daylight; PHILIPS; 27WATTS; | 10 | Pieces | IDR | 76500 | 765000 | 2024-02-09 | FIP Engineering | Mochammad Fadhillah Hakim, | FIP Engineering | FIP-DOM-000-11304-OS00001-INA-000000 | PO Closed | GL2403018 | 2024-02-07 | 2024-02-07 | 2024-03-25
121701175-4 | 121701175 - APPROVED | 4 | Q-70066-00 | Dynabolt Beton M8x70; M8; M8x70; | 50 | Pieces | IDR | 2250 | 112500 | 2024-02-09 | FIP Engineering | Mochammad Fadhillah Hakim, | FIP Engineering | FIP-DOM-000-11304-OS00001-INA-000000 | PO Closed | GL2403018 | 2024-02-07 | 2024-02-07
121701175-5 | 121701175 - APPROVED | 5 | P-19031-00 | Elbow Ferrule 2 Inch; Custom; ; | 1 | Unit | IDR | 1650000 | 1650000 | 2024-02-09 | FIP Engineering | Mochammad Fadhillah Hakim, | FIP Engineering | FIP-DOM-000-11304-OS00001-INA-000000 | PO Closed | GL2404026 | 2024-02-07 | 2024-02-07 | 2024-05-15
121701175-7 | 121701175 - APPROVED | 7 | O-54167-00 | Connector Cable CLD408-5; Autonics; H7950000609; | 3 | Pieces | IDR | 191000 | 573000 | 2024-02-09 | FIP Engineering | Mochammad Fadhillah Hakim, | FIP Engineering | FIP-DOM-000-11304-OS00010-INA-000000 | PO Closed | GL2403043 | 2024-02-07 | 2024-02-07 | 2024-05-10
121701175-8 | 121701175 - APPROVED | 8 | O-54168-00 | Connector Cable CID408-5; Autonics; H7950000607; | 3 | Pieces | IDR | 191000 | 573000 | 2024-02-09 | FIP Engineering | Mochammad Fadhillah Hakim, | FIP Engineering | FIP-DOM-000-11304-OS00001-INA-000000 | PO Closed | GL2403043 | 2024-02-07 | 2024-02-07 | 2024-05-10
121701176-1 | 121701176 - APPROVED | 1 | P-54221-00 | Oxygen Sensor PPM - IGS N2 SMC; Nexuz; OC 300-7; | 1 | Set | IDR | 115707500 | 115707500 | 2024-02-09 | FIP General | Mochammad Fadhillah Hakim, | FIP Engineering | FIP-DOM-ENG-51505-0000000-INA-000000 | PO Closed | GL2406055 | 2024-02-07 | 2024-02-19 | 2024-09-09
121701177-1 | 121701177 - APPROVED | 1 |  | GV80 IE3 EU/US/CN 50/60HZ P/N A70216940 | 1 | Unit | IDR | 234200000 | 234200000 | 2024-02-09 | FIP General | Mochammad Fadhillah Hakim, | FIP Engineering | FIP-DOM-ENG-13404-MC24027-INA-000000 | PO Closed | GL2402068 | 2024-02-07 | 2024-02-21 | 2024-03-20
121701179-1 | 121701179 - APPROVED | 1 | O-54170-00 | Electronic Expansion Valve ESX24B; Parker; ; | 5 | Pieces | IDR | 1776000 | 8880000 | 2024-02-09 | FIP Engineering | Mochammad Fadhillah Hakim, | FIP Engineering | FIP-DOM-000-11304-OS00001-INA-000000 | PO Closed | GL2401049 | 2024-02-07 | 2024-02-07
121701181-1 | 121701181 - APPROVED | 1 | S-60050-00 | Jasa Perbaikan dan Pemeliharaan Mesin Produksi; ; ; | 1 | Pieces | IDR | 17500000 | 17500000 | 2024-02-11 | FIP General | Mochammad Fadhillah Hakim, | FIP Engineering | FIP-DOM-ENG-51504-0000000-INA-000000 | PO Closed | GL2402006 | 2024-02-09 | 2024-02-09 | 2024-02-28
121701183-1 | 121701183 - APPROVED | 1 |  | PR Upgrade Inverter Steriline | 1 | Set | IDR | 361564000 | 361564000 | 2024-02-11 | FIP General | Mochammad Fadhillah Hakim, | FIP Engineering | FIP-DOM-ENG-13404-MC24018-INA-000000 | PO Closed | GL2402075 | 2024-02-09 | 2024-02-15 | 2024-04-05
121701184-1 | 121701184 - APPROVED | 1 |  | PR UPS Portable WICC WIP | 2 | Pieces | IDR | 2720000 | 5440000 | 2024-02-11 | FIP Engineering | Mochammad Fadhillah Hakim, | FIP Engineering | FIP-DOM-ENG-13408-IT24004-INA-000000 | PO Closed | GL2403034 | 2024-02-09 | 2024-02-15 | 2024-04-02
121701187-1 | 121701187 - APPROVED | 1 | T-80635-00 | Kertas HVS A4 70 gram; ; ; | 10 | Rim | IDR | 35585 | 355850 | 2024-02-11 | FIP General | Mochammad Fadhillah Hakim, | FIP Engineering | FIP-DOM-ENG-51411-0000000-INA-000000 | PO Closed | GL2402024 | 2024-02-09 | 2024-02-10
121701187-2 | 121701187 - APPROVED | 2 | T-80149-00 | Cutter Kenko L-150 (besar) - refill | 5 | Pack | IDR | 4000 | 20000 | 2024-02-11 | FIP General | Mochammad Fadhillah Hakim, | FIP Engineering | FIP-DOM-ENG-51411-0000000-INA-000000 | PO Closed | GL2402027 | 2024-02-09 | 2024-02-10
121701187-3 | 121701187 - APPROVED | 3 | T-80686-00 | Spidol OHP uk. Fine (satuan) - OPF Biru; Snowman; ; Pcs | 1 | Pieces | IDR | 10000 | 10000 | 2024-02-11 | FIP General | Mochammad Fadhillah Hakim, | FIP Engineering | FIP-DOM-ENG-51411-0000000-INA-000000 | PO Closed | GL2402027 | 2024-02-09 | 2024-02-10
121701187-4 | 121701187 - APPROVED | 4 | T-80458-00 | Stapler MAX HD - 50/50R | 1 | Pieces | IDR | 60000 | 60000 | 2024-02-11 | FIP General | Mochammad Fadhillah Hakim, | FIP Engineering | FIP-DOM-ENG-51411-0000000-INA-000000 | PO Closed | GL2402026 | 2024-02-09 | 2024-02-10
121701187-5 | 121701187 - APPROVED | 5 | T-80376-00 | Plakband Hitam 2 inch | 5 | Roll | IDR | 13000 | 65000 | 2024-02-11 | FIP General | Mochammad Fadhillah Hakim, | FIP Engineering | FIP-DOM-ENG-51411-0000000-INA-000000 | PO Closed | GL2402027 | 2024-02-09 | 2024-02-10
121701187-6 | 121701187 - APPROVED | 6 | T-80386-00 | Post-It 3M Sign Here | 2 | Pieces | IDR | 20000 | 40000 | 2024-02-11 | FIP General | Mochammad Fadhillah Hakim, | FIP Engineering | FIP-DOM-ENG-51411-0000000-INA-000000 | PO Closed | GL2402026 | 2024-02-09 | 2024-02-10
121701187-7 | 121701187 - APPROVED | 7 | T-80110-00 | Clear Holder A4 Bening | 5 | Pack | IDR | 19000 | 95000 | 2024-02-11 | FIP General | Mochammad Fadhillah Hakim, | FIP Engineering | FIP-DOM-ENG-51411-0000000-INA-000000 | PO Closed | GL2402027 | 2024-02-09 | 2024-02-10
121701194-1 | 121701194 - APPROVED | 1 |  | Helium Leak Detector ASM 340WET DSO 23820 | 1 | Unit | IDR | 418569000 | 418569000 | 2024-04-20 | FIP General | Mochammad Fadhillah Hakim, | FIP Engineering | FIP-DOM-ENG-13404-MC24017-INA-000000 | PO Closed | GL2412003 | 2024-02-12 | 2024-03-25
121701199-1 | 121701199 - APPROVED | 1 | P-54223-00 | Socket Charger SB175A grey; Anderson; ; | 1 | Pieces | IDR | 253500 | 253500 | 2024-02-17 | FIP Engineering | Mochammad Fadhillah Hakim, | FIP Engineering | FIP-DOM-000-11304-OS00001-INA-000000 | PO Closed | GL2403002 | 2024-02-15 | 2024-02-21 | 2024-04-30
121701199-2 | 121701199 - APPROVED | 2 | P-54222-00 | Module Voltage Monitoring Relay; Siemens; 3UG4512-1AR20; | 2 | Pieces | IDR | 1350000 | 2700000 | 2024-02-17 | FIP Engineering | Mochammad Fadhillah Hakim, | FIP Engineering | FIP-DOM-000-11304-OS00001-INA-000000 | PO Closed | GL2403002 | 2024-02-15 | 2024-02-21 | 2024-04-30
121701199-3 | 121701199 - APPROVED | 3 | P-54225-00 | Face Plate HDMI to VGA Skrup; AMP; AMP; ; | 5 | Pieces | IDR | 98000 | 490000 | 2024-02-17 | FIP Engineering | Mochammad Fadhillah Hakim, | FIP Engineering | FIP-DOM-000-11304-OS00001-INA-000000 | PO Closed | GL2403002 | 2024-02-15 | 2024-02-21 | 2024-04-30
121701199-4 | 121701199 - APPROVED | 4 | O-19679-00 | Part Lock Autoclave OD dia 12, p 55, material kuningan; Custom; ; | 1 | Unit | IDR | 450000 | 450000 | 2024-02-17 | FIP Engineering | Mochammad Fadhillah Hakim, | FIP Engineering | FIP-DOM-000-11304-OS00001-INA-000000 | PO Closed | GL2404039 | 2024-02-15 | 2024-02-21 | 2024-05-17
121701199-5 | 121701199 - APPROVED | 5 | O-54173-00 | Fan Condensor M4Q045-EA01-C01; Ebm-papst; ; | 2 | Unit | IDR | 785000 | 1570000 | 2024-02-17 | FIP General | Mochammad Fadhillah Hakim, | FIP Engineering | FIP-DOM-ENG-51504-0000000-INA-000000 | PO Closed | GL2403002 | 2024-02-15 | 2024-02-21 | 2024-04-30
121701199-6 | 121701199 - APPROVED | 6 | P-54226-00 | Pompa Celup SS SE-268 San-Ei; San-Ei; ; | 1 | Unit | IDR | 1325000 | 1325000 | 2024-02-17 | FIP General | Mochammad Fadhillah Hakim, | FIP Engineering | FIP-DOM-ENG-51504-0000000-INA-000000 | PO Closed | GL2403002 | 2024-02-15 | 2024-02-21 | 2024-04-30
121701199-7 | 121701199 - APPROVED | 7 | P-54224-00 | Lampu TL Emergency 18W; Custom; ; | 15 | Pieces | IDR | 130000 | 1950000 | 2024-02-17 | FIP Engineering | Mochammad Fadhillah Hakim, | FIP Engineering | FIP-DOM-000-11304-OS00001-INA-000000 | PO Closed | GL2403002 | 2024-02-15 | 2024-02-21 | 2024-04-30
121701199-8 | 121701199 - APPROVED | 8 | P-19038-00 | Kunci Handle Panel MS 306-2-1 Hengzhu; Hengzhu; ; | 2 | Pieces | IDR | 165000 | 330000 | 2024-02-17 | FIP Engineering | Mochammad Fadhillah Hakim, | FIP Engineering | FIP-DOM-000-11304-OS00001-INA-000000 | PO Closed | GL2403002 | 2024-02-15 | 2024-02-21 | 2024-04-30
121701199-9 | 121701199 - APPROVED | 9 | O-19680-00 | Oring EPDM 5,02 x 19,58 x 29,51 mm; Custom; ; | 20 | Pieces | IDR | 27500 | 550000 | 2024-02-17 | FIP Engineering | Mochammad Fadhillah Hakim, | FIP Engineering | FIP-DOM-000-11304-OS00001-INA-000000 | PO Closed | GL2403042 | 2024-02-15 | 2024-02-21 | 2024-02-17
121701199-10 | 121701199 - APPROVED | 10 | P-18908-00 | Mata Bor Besi HSS Point TeQ 13 Pcs (1.5 mm - 6.5 mm); Bosch; ; | 1 | Pieces | IDR | 465000 | 465000 | 2024-02-17 | FIP Engineering | Mochammad Fadhillah Hakim, | FIP Engineering | FIP-DOM-000-11304-OS00001-INA-000000 | PO Closed | GL2403002 | 2024-02-15 | 2024-02-21 | 2024-04-30
121701202-1 | 121701202 - APPROVED | 1 | O-19685-00 | Coupling HRC Complete; STARKZ; 090FF; | 1 | Set | IDR | 437000 | 437000 | 2024-02-18 | FIP Engineering | Mochammad Fadhillah Hakim, | FIP Engineering | FIP-DOM-000-11304-OS00001-INA-000000 | PO Closed | GL2402054 | 2024-02-16 | 2024-02-19
121701202-2 | 121701202 - APPROVED | 2 | O-19687-00 | Tapper Bush Uk. 1108x16 mm; Lokal; ; | 2 | Pieces | IDR | 82000 | 164000 | 2024-02-18 | FIP Engineering | Mochammad Fadhillah Hakim, | FIP Engineering | FIP-DOM-000-11304-OS00001-INA-000000 | PO Closed | GL2402054 | 2024-02-16 | 2024-02-19
121701202-3 | 121701202 - APPROVED | 3 | O-19686-00 | Rubber Coupling HRC; Lokal; ; | 2 | Pieces | IDR | 62000 | 124000 | 2024-02-18 | FIP Engineering | Mochammad Fadhillah Hakim, | FIP Engineering | FIP-DOM-000-11304-OS00001-INA-000000 | PO Closed | GL2402054 | 2024-02-16 | 2024-02-19
121701203-1 | 121701203 - APPROVED | 1 | O-54174-00 | cRABS z064CR - Control Unit for Security Phot; Steriline; P/N 5914; | 2 | Pieces | IDR | 17082400 | 34164800 | 2024-02-20 | FIP Engineering | Mochammad Fadhillah Hakim, | FIP Engineering | FIP-DOM-000-11304-OS00001-INA-000000 | PO Closed |  | 2024-02-16 | 2024-02-27 | 2024-07-30
121701203-2 | 121701203 - APPROVED | 2 | O-54164-00 | Capping VCM200 - Fieldline Modular Device; Steriline; P/N 202024; | 1 | Pieces | IDR | 6977052 | 6977052 | 2024-02-20 | FIP Engineering | Mochammad Fadhillah Hakim, | FIP Engineering | FIP-DOM-000-11304-OS00001-INA-000000 | PO Closed | GL2404061 | 2024-02-16 | 2024-02-27 | 2025-03-30
121701203-4 | 121701203 - APPROVED | 4 | O-15573-00 | COUPLE OF SILICONE STRIPES FOR WASHING AND DRYING WHEELS EDM-2S; STERILINE; PART NO :18894 | 1 | Unit | IDR | 2013890 | 2013890 | 2024-02-21 | FIP Engineering | Mochammad Fadhillah Hakim, | FIP Engineering | FIP-DOM-000-11304-OS00001-INA-000000 | PO Closed | GL2404061 | 2024-02-16 | 2024-02-27 | 2025-03-30
121701205-1 | 121701205 - APPROVED | 1 | O-51944-00 | Connector Plug for Profibus,Simatic DP 6ES7972-0BB12-0XA0; Siemens; ; | 1 | Pieces | IDR | 700000 | 700000 | 2024-02-21 | FIP General | Mochammad Fadhillah Hakim, | FIP Engineering | FIP-DOM-ENG-51504-0000000-INA-000000 | PO Closed | GL2405011 | 2024-02-19 | 2024-02-21 | 2024-05-31
121701205-2 | 121701205 - APPROVED | 2 | O-14617-00 | Solenoid valve 2/2 ways NC 4,5mm; ; c/n 28582; | 1 | Unit | IDR | 1483099 | 1483099 | 2024-02-21 | FIP Engineering | Mochammad Fadhillah Hakim, | FIP Engineering | FIP-DOM-000-11304-OS00001-INA-000000 | PO Closed | GL2404061 | 2024-02-19 | 2024-02-21 | 2025-03-30
121701205-3 | 121701205 - APPROVED | 3 | O-15619-00 | HIGH PRECISION OPTICAL FIBER 10MM WIDTH FU-12, VIALS MAXIMUM LOAD AT OUTFEED SENSOR KEYENCE P/N : - pc | 1 | Unit | IDR | 2390000 | 2390000 | 2024-02-21 | FIP Engineering | Mochammad Fadhillah Hakim, | FIP Engineering | FIP-DOM-000-11304-OS00001-INA-000000 | PO Closed | GL2404066 | 2024-02-19 | 2024-02-21 | 2024-06-10
121701205-4 | 121701205 - APPROVED | 4 | O-15591-00 | FILTER ABSOLUTE - CAMFILL 1FRSI - 1SI 762X457X150; CLASS H13, DIN EN 1822, FRAME: STAINLESS STEEL - 99,95% MPPS; SERIAL NO. 00083616122 (for Cooling chamber) | 1 | Unit | IDR | 29000000 | 29000000 | 2024-02-21 | FIP Engineering | Mochammad Fadhillah Hakim, | FIP Engineering | FIP-DOM-000-11304-OS00001-INA-000000 | PO Closed | GL2404067 | 2024-02-19 | 2024-02-21 | 2024-08-21
121701205-5 | 121701205 - APPROVED | 5 | O-15669-00 | STERILIZING CHAMBER HEATERS ;NO. 03 RIBBED HEATERS RCU - 1000W - 230VAC -50/60HZ MATERIAL AISI316/304, MECHANICAL DIMENSION:; LENGTH: 397 MM -CENTER DISTANCE: 50 MM HEATING BODY DIAMETER: 10 MM RIBBED DIAMETER: 22 MM; | 1 | Unit | IDR | 1812077 | 1812077 | 2024-02-21 | FIP Engineering | Mochammad Fadhillah Hakim, | FIP Engineering | FIP-DOM-000-11304-OS00001-INA-000000 | PO Closed | GL2404061 | 2024-02-19 | 2024-02-21 | 2025-03-30
121701205-6 | 121701205 - APPROVED | 6 | O-16943-00 | Tunnel ST1L - Potentiometer Model 10K 3turns P/n: 3757; ; ; | 1 | Pieces | IDR | 1035473 | 1035473 | 2024-02-21 | FIP Engineering | Mochammad Fadhillah Hakim, | FIP Engineering | FIP-DOM-000-11304-OS00001-INA-000000 | PO Closed | GL2404061 | 2024-02-19 | 2024-02-21 | 2025-03-30
121701205-7 | 121701205 - APPROVED | 7 | O-51770-00 | WAGO 750-602 SUPPLY MODULE STD PACK; ; ; | 1 | Unit | IDR | 296240 | 296240 | 2024-02-21 | FIP Engineering | Mochammad Fadhillah Hakim, | FIP Engineering | FIP-DOM-000-11304-OS00001-INA-000000 | PO Closed | GL2404055 | 2024-02-19 | 2024-02-21 | 2024-05-24
121701205-8 | 121701205 - APPROVED | 8 | O-51775-00 | WAGO 750-461 2-CHANNEL ANALOG INPUT MODULE STD PACK: 1EA; ; ; | 1 | Unit | IDR | 4047640 | 4047640 | 2024-02-21 | FIP General | Mochammad Fadhillah Hakim, | FIP Engineering | FIP-DOM-ENG-51504-0000000-INA-000000 | PO Closed | GL2404055 | 2024-02-19 | 2024-02-21 | 2024-05-24
121701205-9 | 121701205 - APPROVED | 9 | O-54115-00 | Fiber Amplifier -; KEYENCE; FS-V31CP; | 1 | Pieces | IDR | 2370000 | 2370000 | 2024-02-21 | FIP Engineering | Mochammad Fadhillah Hakim, | FIP Engineering | FIP-DOM-000-11304-OS00001-INA-000000 | PO Closed | GL2404066 | 2024-02-19 | 2024-02-21 | 2024-06-10
121701205-10 | 121701205 - APPROVED | 10 | O-54176-00 | Washing RAR4 - Encoder Model RD1A-P8-TI2-PB-E2-M; Lika; 125101266; | 1 | Unit | IDR | 39814000 | 39814000 | 2024-02-21 | FIP Engineering | Mochammad Fadhillah Hakim, | FIP Engineering | FIP-DOM-000-11304-OS00001-INA-000000 | PO Closed | GL2404068 | 2024-02-19 | 2024-02-21 | 2024-10-20
121701206-1 | 121701206 - APPROVED | 1 | O-52845-00 | Freeze Dryer MBE1207 - SV169 Coil MKC-1 AC220V P/n: EB15-00507; MYCOM; ; | 2 | Pieces | IDR | 674519 | 1349037 | 2024-03-18 | FIP Engineering | Mochammad Fadhillah Hakim, | FIP Engineering | FIP-DOM-000-11304-OS00001-INA-000000 | PO Closed | GL2405021 | 2024-02-19 | 2024-03-12 | 2024-07-31
121701206-2 | 121701206 - APPROVED | 2 | O-52826-00 | Freeze Dryer MBE1207 - SV55 252072 6213 S.S+FKM I/O: NPT1/4 Inch Orifice:10mm Kv=2m3/h NC DC24V p/n; BURKERT; ; | 3 | Pieces | IDR | 2446753 | 7340259 | 2024-03-18 | FIP Engineering | Mochammad Fadhillah Hakim, | FIP Engineering | FIP-DOM-000-11304-OS00001-INA-000000 | PO Closed | GL2405021 | 2024-02-19 | 2024-03-12 | 2024-07-31
121701206-3 | 121701206 - APPROVED | 3 | O-18559-00 | FD Lyofast 10 - Vacuum Regulating Valve EB22-00710 Disused:0248A-5000SV+1249A Replaced by:MKS_0248D,; ; ; | 1 | Pieces | IDR | 20493542 | 20493542 | 2024-03-18 | FIP Engineering | Mochammad Fadhillah Hakim, | FIP Engineering | FIP-DOM-000-11304-OS00001-INA-000000 | PO Closed | GL2405021 | 2024-02-19 | 2024-03-12 | 2024-07-31
121701211-1 | 121701211 - APPROVED | 1 | O-19346-00 | HEPA filter minipleat, size: 1220X610X93 H14; ; ; | 13 | Pieces | IDR | 1850000 | 24050000 | 2024-02-22 | FIP Engineering | Mochammad Fadhillah Hakim, | FIP Engineering | FIP-DOM-000-11304-OS00001-INA-000000 | PO Closed | GL2405020 | 2024-02-20 | 2024-03-08 | 2024-07-05
121701211-2 | 121701211 - APPROVED | 2 | O-19389-00 | HEPA filter minipleat, size: 610X305X93 H14; Hencolin; ; | 13 | Pieces | IDR | 1200000 | 15600000 | 2024-02-22 | FIP Engineering | Mochammad Fadhillah Hakim, | FIP Engineering | FIP-DOM-000-11304-OS00001-INA-000000 | PO Closed | GL2405020 | 2024-02-20 | 2024-03-08 | 2024-07-05
121701211-3 | 121701211 - APPROVED | 3 | O-19388-00 | HEPA filter minipleat, size: 610X610X93 H14; Hencolin; ; | 24 | Pieces | IDR | 1450000 | 34800000 | 2024-02-22 | FIP Engineering | Mochammad Fadhillah Hakim, | FIP Engineering | FIP-DOM-000-11304-OS00001-INA-000000 | PO Closed | GL2405020 | 2024-02-20 | 2024-03-08 | 2024-07-05
121701211-4 | 121701211 - APPROVED | 4 | O-19392-00 | HEPA filter minipleat, size: 305X305X93 H13; Hencolin; ; | 11 | Pieces | IDR | 1000000 | 11000000 | 2024-02-22 | FIP Engineering | Mochammad Fadhillah Hakim, | FIP Engineering | FIP-DOM-000-11304-OS00001-INA-000000 | PO Closed | GL2405020 | 2024-02-20 | 2024-03-08 | 2024-07-05
121701211-5 | 121701211 - APPROVED | 5 | O-19390-00 | HEPA filter minipleat, size: 610X610X93 H13; Hencolin; ; | 46 | Pieces | IDR | 1450000 | 66700000 | 2024-02-22 | FIP Engineering | Mochammad Fadhillah Hakim, | FIP Engineering | FIP-DOM-000-11304-OS00001-INA-000000 | PO Closed | GL2405020 | 2024-02-20 | 2024-03-08 | 2024-07-05
121701211-6 | 121701211 - APPROVED | 6 | O-19347-00 | HEPA filter minipleat, size: 1220X610X93 H13; ; ; | 10 | Pieces | IDR | 1850000 | 18500000 | 2024-02-22 | FIP Engineering | Mochammad Fadhillah Hakim, | FIP Engineering | FIP-DOM-000-11304-OS00001-INA-000000 | PO Closed | GL2405020 | 2024-02-20 | 2024-03-08 | 2024-07-05
121701212-1 | 121701212 - APPROVED | 1 | O-18917-00 | Freeze Dryer MBE1207 - OIL COOLING WATER REGULATOR 003N0107 AVTA15 G 1/2 Inch Kv=1.9m3/h Temperature; DANFOSS; ; | 2 | Pieces | IDR | 6790867 | 13581734 | 2024-02-22 | FIP Engineering | Mochammad Fadhillah Hakim, | FIP Engineering | FIP-DOM-000-11304-OS00001-INA-000000 | PO Closed | GL2404038 | 2024-02-20 | 2024-02-21 | 2024-07-22
121701217-1 | 121701217 - APPROVED | 1 | T-20320-00 | Inlet liner, Ultra Inert, split, low pressure drop, glass wool; Agilent; Part No. 5190-2295; 1/pk | 3 | Pieces | IDR | 975755 | 2927265 | 2024-02-22 | FIP General | Mochammad Fadhillah Hakim, | FIP Engineering | FIP-DOM-ENG-51505-0000000-INA-000000 | PO Closed | GL2403317 | 2024-02-20 | 2024-02-21 | 2024-04-19
121701217-2 | 121701217 - APPROVED | 2 | T-20447-00 | GC inlet seal, gold plated, with washer.; Agilent; Part No. 5188-5367; 1 pc per pack | 2 | Pack | IDR | 540718 | 1081436 | 2024-02-22 | FIP General | Mochammad Fadhillah Hakim, | FIP Engineering | FIP-DOM-ENG-51505-0000000-INA-000000 | PO Closed | GL2403317 | 2024-02-20 | 2024-02-21 | 2024-04-19
121701217-3 | 121701217 - APPROVED | 3 | T-21034-00 | Fused Silica Tubing, Prostell, Deactivated 5M, 0.53mm, 0.67mm od; Agilent; P/n: 160-4535-5; | 2 | Pieces | IDR | 1352907 | 2705815 | 2024-02-22 | FIP General | Mochammad Fadhillah Hakim, | FIP Engineering | FIP-DOM-ENG-51505-0000000-INA-000000 | PO Closed | GL2403317 | 2024-02-20 | 2024-02-21 | 2024-04-19
121701217-4 | 121701217 - APPROVED | 4 | T-20123-00 | Acquity PDA/TUV 2489/2998 Perf Main Kit (lampu HPLC); Waters; P/N 201000281; 1 pc | 2 | Pieces | IDR | 13200000 | 26400000 | 2024-02-22 | FIP General | Mochammad Fadhillah Hakim, | FIP Engineering | FIP-DOM-ENG-51505-0000000-INA-000000 | PO Closed | GL2403030 | 2024-02-20 | 2024-02-21 | 2024-03-29
121701233-1 | 121701233 - APPROVED | 1 | T-20201-00 | ASSY,SOLVENT FILTER., Waters, Part No. WAT025531 | 2 | Pieces | IDR | 2325000 | 4650000 | 2024-02-28 | FIP General | Mochammad Fadhillah Hakim, | FIP Engineering | FIP-DOM-ENG-51505-0000000-INA-000000 | PO Closed | GL2404342 | 2024-02-26 | 2024-03-13 | 2024-05-03
121701233-2 | 121701233 - APPROVED | 2 | P-51560-00 | Lampu T5 28watt Putih; Phillips; ; | 20 | Pieces | IDR | 36000 | 720000 | 2024-02-28 | FIP Engineering | Mochammad Fadhillah Hakim, | FIP Engineering | FIP-DOM-000-11304-OS00001-INA-000000 | PO Closed | GL2405361 | 2024-02-26 | 2024-03-13 | 2024-06-20
121701233-3 | 121701233 - APPROVED | 3 | P-53102-00 | Lampu PLC 13watt/E27 Putih; Phillips; ; | 10 | Pieces | IDR | 26100 | 261000 | 2024-02-28 | FIP Engineering | Mochammad Fadhillah Hakim, | FIP Engineering | FIP-DOM-000-11304-OS00001-INA-000000 | PO Closed | GL2405361 | 2024-02-26 | 2024-03-13 | 2024-06-20
121701233-4 | 121701233 - APPROVED | 4 | P-10945-00 | Insulation - Seal Tape onda | 10 | Pieces | IDR | 5000 | 50000 | 2024-02-28 | FIP Engineering | Mochammad Fadhillah Hakim, | FIP Engineering | FIP-DOM-000-11304-OS00001-INA-000000 | PO Closed | GL2405361 | 2024-02-26 | 2024-03-13 | 2024-06-20
121701233-5 | 121701233 - APPROVED | 5 | P-13389-00 | Scotch Brite 3M; ; ; | 10 | Pieces | IDR | 13500 | 135000 | 2024-02-28 | FIP Engineering | Mochammad Fadhillah Hakim, | FIP Engineering | FIP-DOM-000-11304-OS00001-INA-000000 | PO Closed | GL2403002 | 2024-02-26 | 2024-03-13 | 2024-04-30
121701233-6 | 121701233 - APPROVED | 6 | O-15931-00 | Double Tape 3M 1" Merah - P/N : - pc | 5 | Pieces | IDR | 112500 | 562500 | 2024-02-28 | FIP Engineering | Mochammad Fadhillah Hakim, | FIP Engineering | FIP-DOM-000-11304-OS00001-INA-000000 | PO Closed | GL2403002 | 2024-02-26 | 2024-03-13 | 2024-04-30
121701233-7 | 121701233 - APPROVED | 7 | P-12764-00 | Silicone gasket for ferrule dia 1/2inch Taiwan | 10 | Pieces | IDR | 8000 | 80000 | 2024-02-28 | FIP Engineering | Mochammad Fadhillah Hakim, | FIP Engineering | FIP-DOM-000-11304-OS00001-INA-000000 | PO Closed | GL2403044 | 2024-02-26 | 2024-03-13 | 2024-05-03
121701233-8 | 121701233 - APPROVED | 8 | Q-60503-00 | Silicone Sealant, Silglaze, Type N10 Grey, pack size per pcs | 5 | Pieces | IDR | 62000 | 310000 | 2024-02-28 | FIP Engineering | Mochammad Fadhillah Hakim, | FIP Engineering | FIP-DOM-000-11304-OS00001-INA-000000 | PO Closed | GL2404015 | 2024-02-26 | 2024-03-13 | 2024-04-30
121701233-9 | 121701233 - APPROVED | 9 | O-54014-00 | STEKER 1 PHASE, BROCO | 10 | Pieces | IDR | 10000 | 100000 | 2024-02-28 | FIP Engineering | Mochammad Fadhillah Hakim, | FIP Engineering | FIP-DOM-000-11304-OS00001-INA-000000 | PO Closed | GL2403002 | 2024-02-26 | 2024-03-13 | 2024-04-30
121701233-10 | 121701233 - APPROVED | 10 | P-51027-00 | Isolasi Kabel SCOTCH super 33+ size: 19 mmx20x0.177 mm ( vinyl electric tape ) Black 3M | 5 | Pieces | IDR | 40500 | 202500 | 2024-02-28 | FIP Engineering | Mochammad Fadhillah Hakim, | FIP Engineering | FIP-DOM-000-11304-OS00001-INA-000000 | PO Closed | GL2403002 | 2024-02-26 | 2024-03-13 | 2024-04-30
121701234-1 | 121701234 - APPROVED | 1 | P-11991-00 | Cable ties CS 200L | 10 | Pieces | IDR | 34200 | 342000 | 2024-03-06 | FIP Engineering | Mochammad Fadhillah Hakim, | FIP Engineering | FIP-DOM-000-11304-OS00001-INA-000000 | PO Closed | GL2405361 | 2024-02-26 | 2024-03-01 | 2024-06-20
121701234-2 | 121701234 - APPROVED | 2 | P-15851-00 | AMPLAS EAGLE 100 | 50 | Pieces | IDR | 3300 | 165000 | 2024-02-29 | FIP Engineering | Mochammad Fadhillah Hakim, | FIP Engineering | FIP-DOM-000-11304-OS00001-INA-000000 | PO Closed | GL2405361 | 2024-02-26 | 2024-03-01 | 2024-06-20
121701234-3 | 121701234 - APPROVED | 3 | Q-60026-00 | Kuas Eterna 2 inchi | 20 | Pieces | IDR | 11000 | 220000 | 2024-02-29 | FIP General | Mochammad Fadhillah Hakim, | FIP Engineering | FIP-DOM-ENG-51404-0000000-INA-000000 | PO Closed | GL2403017 | 2024-02-26 | 2024-03-01 | 2024-03-25
121701234-4 | 121701234 - APPROVED | 4 | Q-60025-00 | Kuas Eterna 1 inchi | 30 | Pieces | IDR | 5000 | 150000 | 2024-02-29 | FIP General | Mochammad Fadhillah Hakim, | FIP Engineering | FIP-DOM-ENG-51404-0000000-INA-000000 | PO Closed | GL2403017 | 2024-02-26 | 2024-03-01 | 2024-03-25
121701234-5 | 121701234 - APPROVED | 5 | P-11990-00 | Cable ties CS 100L | 15 | Pieces | IDR | 11000 | 165000 | 2024-02-29 | FIP Engineering | Mochammad Fadhillah Hakim, | FIP Engineering | FIP-DOM-000-11304-OS00001-INA-000000 | PO Closed | GL2405361 | 2024-02-26 | 2024-03-01 | 2024-06-20
121701234-6 | 121701234 - APPROVED | 6 | P-12265-00 | FESTO - Push In Connector QS-8-6 p/n 153038 | 10 | Pieces | IDR | 53251 | 532510 | 2024-02-29 | FIP Engineering | Mochammad Fadhillah Hakim, | FIP Engineering | FIP-DOM-000-11304-OS00001-INA-000000 | PO Closed | GL2404329 | 2024-02-26 | 2024-03-01 | 2024-05-07
121701234-7 | 121701234 - APPROVED | 7 | S-11816-00 | Cable Ties Nylon reusable (Colour Black) Lenght 20cm; ; ; | 5 | Pack | IDR | 60000 | 300000 | 2024-02-29 | FIP General | Mochammad Fadhillah Hakim, | FIP Engineering | FIP-DOM-ENG-51404-0000000-INA-000000 | PO Closed | GL2403017 | 2024-02-26 | 2024-03-01 | 2024-03-25
121701234-8 | 121701234 - APPROVED | 8 | P-50810-00 | Buzzer type AD22-22MSD warna merah with lamp; FORT | 5 | Pieces | IDR | 24750 | 123750 | 2024-02-29 | FIP Engineering | Mochammad Fadhillah Hakim, | FIP Engineering | FIP-DOM-000-11304-OS00001-INA-000000 | PO Closed | GL2405041 | 2024-02-26 | 2024-03-01 | 2024-06-07
121701234-9 | 121701234 - APPROVED | 9 | P-51889-00 | Autonics - Power Supply SPA-050-24VDC; ; ; | 2 | Pieces | IDR | 719200 | 1438400 | 2024-02-29 | FIP Engineering | Mochammad Fadhillah Hakim, | FIP Engineering | FIP-DOM-000-11304-OS00001-INA-000000 | PO Closed | GL2403043 | 2024-02-26 | 2024-03-01 | 2024-05-10
121701234-10 | 121701234 - APPROVED | 10 | S-11446-00 | Tangga Plastik / Alumunium; ; ; pc | 1 | Pieces | IDR | 1485000 | 1485000 | 2024-02-29 | FIP General | Mochammad Fadhillah Hakim, | FIP Engineering | FIP-DOM-ENG-51404-0000000-INA-000000 | PO Closed | GL2403027 | 2024-02-26 | 2024-03-01 | 2024-03-28
121701238-2 | 121701238 - APPROVED | 2 | O-19692-00 | Capping VCM200 - Box Counter SS 304 130 x 150 x 165 mm; Custom; ; | 1 | Pieces | IDR | 995000 | 995000 | 2024-03-10 | FIP Engineering | Mochammad Fadhillah Hakim, | FIP Engineering | FIP-DOM-000-11304-OS00001-INA-000000 | PO Closed | GL2405012 | 2024-02-27 | 2024-03-08 | 2024-06-10
121701238-3 | 121701238 - APPROVED | 3 | O-19691-00 | Capping VCM200 - Dudukan Sensor Counter 105 x 85 x 20 mm; Custom; ; | 1 | Pieces | IDR | 525000 | 525000 | 2024-03-10 | FIP Engineering | Mochammad Fadhillah Hakim, | FIP Engineering | FIP-DOM-000-11304-OS00001-INA-000000 | PO Closed | GL2405012 | 2024-02-27 | 2024-03-08 | 2024-06-10
121701238-4 | 121701238 - APPROVED | 4 | O-14616-00 | Black arm system for Rotating pincer pneumatic cylinder SINAR MUTIARA CAKRABUANA, PT C/N : 33661 pc | 2 | Unit | IDR | 10823150 | 21646300 | 2024-03-10 | FIP Engineering | Mochammad Fadhillah Hakim, | FIP Engineering | FIP-DOM-000-11304-OS00001-INA-000000 | PO Closed | GL2404061 | 2024-02-27 | 2024-03-08 | 2025-03-30
121701239-1 | 121701239 - APPROVED | 1 | P-12281-00 | FESTO - QS-10-8 Push In Connector p/n 153039 | 5 | Pieces | IDR | 100000 | 500000 | 2024-03-01 | FIP Engineering | Mochammad Fadhillah Hakim, | FIP Engineering | FIP-DOM-000-11304-OS00001-INA-000000 | PO Closed | GL2404329 | 2024-02-28 | 2024-03-01 | 2024-05-07
121701239-2 | 121701239 - APPROVED | 2 | O-14639-00 | EPDM Gasket for Ferrule dia. 1/2" - P/N : - pc | 20 | Pieces | IDR | 8100 | 162000 | 2024-03-01 | FIP Engineering | Mochammad Fadhillah Hakim, | FIP Engineering | FIP-DOM-000-11304-OS00001-INA-000000 | PO Closed | GL2403044 | 2024-02-28 | 2024-03-01 | 2024-05-03
121701239-3 | 121701239 - APPROVED | 3 | O-14640-00 | Silicone Gasket for Ferrule dia. 3/4" - P/N : - pc | 20 | Pieces | IDR | 12000 | 240000 | 2024-03-01 | FIP Engineering | Mochammad Fadhillah Hakim, | FIP Engineering | FIP-DOM-000-11304-OS00001-INA-000000 | PO Closed | GL2403044 | 2024-02-28 | 2024-03-01 | 2024-05-03
121701239-4 | 121701239 - APPROVED | 4 | O-14641-00 | Silicone Gasket for Ferrule dia. 1"; ; ; | 20 | Pieces | IDR | 9600 | 192000 | 2024-03-01 | FIP Engineering | Mochammad Fadhillah Hakim, | FIP Engineering | FIP-DOM-000-11304-OS00001-INA-000000 | PO Closed | GL2403044 | 2024-02-28 | 2024-03-01 | 2024-05-03
121701239-5 | 121701239 - APPROVED | 5 | P-14377-00 | Gasket 1" /EPDM; ; ; | 30 | Pieces | IDR | 13000 | 390000 | 2024-03-01 | FIP Engineering | Mochammad Fadhillah Hakim, | FIP Engineering | FIP-DOM-000-11304-OS00001-INA-000000 | PO Closed | GL2403044 | 2024-02-28 | 2024-03-01 | 2024-05-03
121701239-6 | 121701239 - APPROVED | 6 | O-13522-00 | gasket 2" / EPDM; ; ; | 25 | Pieces | IDR | 23200 | 580000 | 2024-03-01 | FIP Engineering | Mochammad Fadhillah Hakim, | FIP Engineering | FIP-DOM-000-11304-OS00001-INA-000000 | PO Closed | GL2403044 | 2024-02-28 | 2024-03-01 | 2024-05-03
121701239-7 | 121701239 - APPROVED | 7 | P-12763-00 | Silicone gasket for ferrule dia 1 1/2inch Taiwan | 20 | Pieces | IDR | 9600 | 192000 | 2024-03-01 | FIP Engineering | Mochammad Fadhillah Hakim, | FIP Engineering | FIP-DOM-000-11304-OS00001-INA-000000 | PO Closed | GL2403044 | 2024-02-28 | 2024-03-01 | 2024-05-03
121701239-8 | 121701239 - APPROVED | 8 | P-12765-00 | Silicone gasket for ferrule dia 2inch Taiwan | 20 | Pieces | IDR | 12000 | 240000 | 2024-03-01 | FIP Engineering | Mochammad Fadhillah Hakim, | FIP Engineering | FIP-DOM-000-11304-OS00001-INA-000000 | PO Closed | GL2403044 | 2024-02-28 | 2024-03-01 | 2024-05-03
121701239-9 | 121701239 - APPROVED | 9 | O-13521-00 | gasket 1 1/2" / EPDM - P/N : - pc | 20 | Pieces | IDR | 19800 | 396000 | 2024-03-01 | FIP Engineering | Mochammad Fadhillah Hakim, | FIP Engineering | FIP-DOM-000-11304-OS00001-INA-000000 | PO Closed | GL2403044 | 2024-02-28 | 2024-03-01 | 2024-05-03
121701239-10 | 121701239 - APPROVED | 10 | P-14376-00 | Gasket 2 1/2" /EPDM; ; ; | 10 | Pieces | IDR | 12000 | 120000 | 2024-03-01 | FIP Engineering | Mochammad Fadhillah Hakim, | FIP Engineering | FIP-DOM-000-11304-OS00001-INA-000000 | PO Closed | GL2403044 | 2024-02-28 | 2024-03-01 | 2024-05-03
121701239-11 | 121701239 - APPROVED | 11 | O-14642-00 | Silicone Gasket for Ferrule dia. 2,5"; ; ; | 10 | Pieces | IDR | 16000 | 160000 | 2024-03-01 | FIP Engineering | Mochammad Fadhillah Hakim, | FIP Engineering | FIP-DOM-000-11304-OS00001-INA-000000 | PO Closed | GL2403044 | 2024-02-28 | 2024-03-01 | 2024-05-03
121701239-12 | 121701239 - APPROVED | 12 | O-14644-00 | Silicone Gasket for Ferrule dia. 4"; ; ; | 10 | Pieces | IDR | 28000 | 280000 | 2024-03-01 | FIP Engineering | Mochammad Fadhillah Hakim, | FIP Engineering | FIP-DOM-000-11304-OS00001-INA-000000 | PO Closed | GL2403044 | 2024-02-28 | 2024-03-01 | 2024-05-03
121701239-13 | 121701239 - APPROVED | 13 | O-14643-00 | EPDM Gasket for Ferrule dia. 3"; ; ; | 15 | Pieces | IDR | 13600 | 204000 | 2024-03-01 | FIP Engineering | Mochammad Fadhillah Hakim, | FIP Engineering | FIP-DOM-000-11304-OS00001-INA-000000 | PO Closed | GL2403044 | 2024-02-28 | 2024-03-01 | 2024-05-03
121701239-14 | 121701239 - APPROVED | 14 | P-15817-00 | Gasket Teflon Lembaran, Tebal 5mm, uk.1000x1000mm; ; ; | 1 | Pieces | IDR | 2300000 | 2300000 | 2024-03-01 | FIP Engineering | Mochammad Fadhillah Hakim, | FIP Engineering | FIP-DOM-000-11304-OS00001-INA-000000 | PO Closed | GL2405042 | 2024-02-28 | 2024-03-01 | 2024-06-07
121701239-15 | 121701239 - APPROVED | 15 | P-11404-00 | Seal Ferrule Teflon 1 1/2" | 5 | Pieces | IDR | 75000 | 375000 | 2024-03-01 | FIP Engineering | Mochammad Fadhillah Hakim, | FIP Engineering | FIP-DOM-000-11304-OS00001-INA-000000 | PO Closed | GL2403044 | 2024-02-28 | 2024-03-01 | 2024-05-03
121701239-16 | 121701239 - APPROVED | 16 | P-11405-00 | Seal Ferrule Teflon 1" | 5 | Pieces | IDR | 68000 | 340000 | 2024-03-01 | FIP Engineering | Mochammad Fadhillah Hakim, | FIP Engineering | FIP-DOM-000-11304-OS00001-INA-000000 | PO Closed | GL2403044 | 2024-02-28 | 2024-03-01 | 2024-05-03
121701240-1 | 121701240 - APPROVED | 1 | P-15942-00 | Blind Ferrule SUS304 1.0"; ; ; | 5 | Pieces | IDR | 130000 | 650000 | 2024-03-01 | FIP General | Mochammad Fadhillah Hakim, | FIP Engineering | FIP-DOM-ENG-51404-0000000-INA-000000 | PO Closed | GL2405042 | 2024-02-28 | 2024-03-06 | 2024-06-07
121701240-2 | 121701240 - APPROVED | 2 | Q-10134-00 | TOTO - Jet Shower spray TX 403S | 3 | Pieces | IDR | 469000 | 1407000 | 2024-03-01 | FIP Engineering | Mochammad Fadhillah Hakim, | FIP Engineering | FIP-DOM-000-11304-OS00001-INA-000000 | PO Closed | GL2404015 | 2024-02-28 | 2024-03-06 | 2024-04-30
121701240-3 | 121701240 - APPROVED | 3 | Q-10805-00 | Multipox MX-98 White @ 20 KG; PROPAN; ; PAIL | 1 | Pail | IDR | 3870000 | 3870000 | 2024-03-01 | FIP Engineering | Mochammad Fadhillah Hakim, | FIP Engineering | FIP-DOM-000-11304-OS00001-INA-000000 | PO Closed | GL2404016 | 2024-02-28 | 2024-03-06 | 2024-04-30
121701240-4 | 121701240 - APPROVED | 4 | P-11967-00 | Belt dressing ; Brand : GLOBAL ; P/N : GL-1033 ; Pack Size : pcs | 2 | Pieces | IDR | 110000 | 220000 | 2024-03-01 | FIP Engineering | Mochammad Fadhillah Hakim, | FIP Engineering | FIP-DOM-000-11304-OS00001-INA-000000 | PO Closed | GL2405042 | 2024-02-28 | 2024-03-06 | 2024-06-07
121701240-5 | 121701240 - APPROVED | 5 | Q-10967-00 | Nat Keramik AM 53 Cream Lotus; ; ; | 5 | Pieces | IDR | 26000 | 130000 | 2024-03-01 | FIP General | Mochammad Fadhillah Hakim, | FIP Engineering | FIP-DOM-ENG-51502-0000000-INA-000000 | PO Closed | GL2404327 | 2024-02-28 | 2024-03-06 | 2024-04-30
121701240-6 | 121701240 - APPROVED | 6 | Q-10517-00 | Scraper / Kape Besi; ; ; | 2 | Pieces | IDR | 22500 | 45000 | 2024-03-01 | FIP General | Mochammad Fadhillah Hakim, | FIP Engineering | FIP-DOM-ENG-51502-0000000-INA-000000 | PO Closed | GL2404327 | 2024-02-28 | 2024-03-06 | 2024-04-30
121701240-7 | 121701240 - APPROVED | 7 | Q-10154-00 | Roller cat 230mm | 2 | Pieces | IDR | 55000 | 110000 | 2024-03-01 | FIP Engineering | Mochammad Fadhillah Hakim, | FIP Engineering | FIP-DOM-000-11304-OS00001-INA-000000 | PO Closed | GL2404327 | 2024-02-28 | 2024-03-06 | 2024-04-30
121701240-8 | 121701240 - APPROVED | 8 | Q-10153-00 | Roller cat 110mm | 2 | Pieces | IDR | 12000 | 24000 | 2024-03-01 | FIP Engineering | Mochammad Fadhillah Hakim, | FIP Engineering | FIP-DOM-000-11304-OS00001-INA-000000 | PO Closed | GL2404327 | 2024-02-28 | 2024-03-06 | 2024-04-30
121701240-9 | 121701240 - APPROVED | 9 | P-12433-00 | Isolasi AC- Sansui | 6 | Pieces | IDR | 10000 | 60000 | 2024-03-01 | FIP Engineering | Mochammad Fadhillah Hakim, | FIP Engineering | FIP-DOM-000-11304-OS00001-INA-000000 | PO Closed | GL2405361 | 2024-02-28 | 2024-03-06 | 2024-06-20
121701240-10 | 121701240 - APPROVED | 10 | O-50863-00 | Relay/MY4N/220-240 VAC Omron; ; ; | 5 | Pieces | IDR | 150000 | 750000 | 2024-03-01 | FIP Engineering | Mochammad Fadhillah Hakim, | FIP Engineering | FIP-DOM-000-11304-OS00001-INA-000000 | PO Closed | GL2404040 | 2024-02-28 | 2024-03-06 | 2024-05-10
121701241-1 | 121701241 - APPROVED | 1 | S-60050-00 | Jasa Perbaikan dan Pemeliharaan Mesin Produksi; ; ; | 1 | Pieces | IDR | 3200000 | 3200000 | 2024-03-01 | FIP General | Mochammad Fadhillah Hakim, | FIP Engineering | FIP-DOM-ENG-51504-0000000-INA-000000 | PO Closed | GL2403005 | 2024-02-28 | 2024-03-13 | 2024-03-29
121701242-1 | 121701242 - APPROVED | 1 | S-60050-00 | Jasa Perbaikan dan Pemeliharaan Mesin Produksi; ; ; | 1 | Pieces | IDR | 5000000 | 5000000 | 2024-03-01 | FIP General | Mochammad Fadhillah Hakim, | FIP Engineering | FIP-DOM-ENG-51504-0000000-INA-000000 | PO Closed |  | 2024-02-28 | 2024-03-13
121701243-1 | 121701243 - APPROVED | 1 | S-60050-00 | Jasa Perbaikan dan Pemeliharaan Mesin Produksi; ; ; | 1 | Pieces | IDR | 42885660 | 42885660 | 2024-03-01 | FIP General | Mochammad Fadhillah Hakim, | FIP Engineering | FIP-DOM-ENG-51504-0000000-INA-000000 | PO Closed | GL2404057 | 2024-02-28 | 2024-04-03 | 2024-08-02
121701251-1 | 121701251 - APPROVED | 1 | S-60002-00 | Jasa Perbaikan dan Pemeliharaan Mesin Utility | 1 | Lot | IDR | 8809200 | 8809200 | 2024-03-03 | FIP General | Mochammad Fadhillah Hakim, | FIP Engineering | FIP-DOM-ENG-51508-0000000-INA-000000 | PO Closed | GL2403003 | 2024-03-01 | 2024-03-01 | 2024-03-08
121701256-1 | 121701256 - APPROVED | 1 | S-63035-00 | Cover Penutup Saklar; ; ; | 30 | Pieces | IDR | 18000 | 540000 | 2024-03-08 | FIP General | Mochammad Fadhillah Hakim, | FIP Engineering | FIP-DOM-ENG-51504-0000000-INA-000000 | PO Closed | GL2403002 | 2024-03-01 | 2024-03-08 | 2024-04-30
121701256-2 | 121701256 - APPROVED | 2 | P-54223-00 | Socket Charger SB175A grey; Anderson; ; | 1 | Pieces | IDR | 253500 | 253500 | 2024-03-08 | FIP Engineering | Mochammad Fadhillah Hakim, | FIP Engineering | FIP-DOM-000-11304-OS00001-INA-000000 | PO Closed | GL2403002 | 2024-03-01 | 2024-03-08 | 2024-04-30
121701256-3 | 121701256 - APPROVED | 3 | P-50023-00 | Lampu T8 30W/765; Philips; ; | 3 | Pieces | IDR | 60000 | 180000 | 2024-03-08 | FIP Engineering | Mochammad Fadhillah Hakim, | FIP Engineering | FIP-DOM-000-11304-OS00001-INA-000000 | PO Closed | GL2403002 | 2024-03-01 | 2024-03-08 | 2024-04-30
121701269-1 | 121701269 - APPROVED | 1 | T-12204-00 | Keyboard Wireless K270 Logitech; ; ; | 4 | Pieces | IDR | 366000 | 1464000 | 2024-03-08 | FIP General | Mochammad Fadhillah Hakim, | FIP Engineering | FIP-DOM-ENG-51404-0000000-INA-000000 | PO Closed | GL2404009 | 2024-03-06 | 2024-03-08 | 2024-04-26
121701269-2 | 121701269 - APPROVED | 2 | O-19693-00 | Bracket Dudukan Sensor Zometa 20 x 20 x 42 mm; Custom; ; | 4 | Pieces | IDR | 395000 | 1580000 | 2024-03-08 | FIP Engineering | Mochammad Fadhillah Hakim, | FIP Engineering | FIP-DOM-000-11304-OS00001-INA-000000 | PO Closed | GL2405012 | 2024-03-06 | 2024-03-08 | 2024-06-10
121701269-3 | 121701269 - APPROVED | 3 | O-19690-00 | Per Tekan SS304 ID 3,5 x OD 4,5 x P 53,5 mm; Lokal; ; | 20 | Pieces | IDR | 15000 | 300000 | 2024-03-08 | FIP Engineering | Mochammad Fadhillah Hakim, | FIP Engineering | FIP-DOM-000-11304-OS00001-INA-000000 | PO Closed | GL2405023 | 2024-03-06 | 2024-03-08 | 2024-06-20
121701269-4 | 121701269 - APPROVED | 4 | P-18618-00 | Chemicals Kuclean HL-351 @20 liter; ; ; | 40 | Unit | IDR | 37000 | 1480000 | 2024-03-08 | FIP Engineering | Mochammad Fadhillah Hakim, | FIP Engineering | FIP-DOM-000-11304-OS00001-INA-000000 | PO Closed | GL2405048 | 2024-03-06 | 2024-03-08 | 2024-06-07
121701273-1 | 121701273 - APPROVED | 1 | P-11356-00 | Roda Trolly ABUS 4" ( 100 x 27 ) Without Breake | 3 | Pieces | IDR | 465000 | 1395000 | 2024-03-14 | FIP Engineering | Mochammad Fadhillah Hakim, | FIP Engineering | FIP-DOM-000-11304-OS00001-INA-000000 | PO Closed | GL2405015 | 2024-03-07 | 2024-03-14 | 2024-05-31
121701273-2 | 121701273 - APPROVED | 2 | O-54169-00 | Control Unit G120 CU250S-2 DP Integriert Sinamics; Siemens; ; | 1 | Pieces | IDR | 4972000 | 4972000 | 2024-03-14 | FIP Engineering | Mochammad Fadhillah Hakim, | FIP Engineering | FIP-DOM-000-11304-OS00001-INA-000000 | PO Closed | GL2405016 | 2024-03-07 | 2024-03-14 | 2025-06-14
121701273-3 | 121701273 - APPROVED | 3 | O-52859-00 | Temperature Controller - TK4S- 24RN 100-240 VAC AUTONICS; ; ; | 2 | Pieces | IDR | 810000 | 1620000 | 2024-03-14 | FIP Engineering | Mochammad Fadhillah Hakim, | FIP Engineering | FIP-DOM-000-11304-OS00001-INA-000000 | PO Closed | GL2403043 | 2024-03-07 | 2024-03-14 | 2024-05-10
121701274-1 | 121701274 - APPROVED | 1 | Q-11000-00 | Jasa Perbaikan Gedung; ; ; | 1 | Lot | IDR | 2800000 | 2800000 | 2024-03-09 | FIP General | Mochammad Fadhillah Hakim, | FIP Engineering | FIP-DOM-ENG-51502-0000000-INA-000000 | PO Closed | GL2404048 | 2024-03-07 | 2024-03-07 | 2024-05-20
121701279-1 | 121701279 - APPROVED | 1 | T-20123-00 | Acquity PDA/TUV 2489/2998 Perf Main Kit (lampu HPLC); Waters; P/N 201000281; 1 pc | 3 | Pieces | IDR | 13200000 | 39600000 | 2024-06-30 | FIP General | Mochammad Fadhillah Hakim, | FIP Engineering | FIP-DOM-ENG-51505-0000000-INA-000000 | PO Closed | GL2403030 | 2024-03-08 | 2024-03-10 | 2024-06-30
121701279-2 | 121701279 - APPROVED | 2 | T-20123-00 | Acquity PDA/TUV 2489/2998 Perf Main Kit (lampu HPLC); Waters; P/N 201000281; 1 pc | 3 | Pieces | IDR | 13200000 | 39600000 | 2024-09-30 | FIP General | Mochammad Fadhillah Hakim, | FIP Engineering | FIP-DOM-ENG-51505-0000000-INA-000000 | PO Closed | GL2403030 | 2024-03-08 | 2024-03-10 | 2024-09-30
121701279-3 | 121701279 - APPROVED | 3 | T-20123-00 | Acquity PDA/TUV 2489/2998 Perf Main Kit (lampu HPLC); Waters; P/N 201000281; 1 pc | 3 | Pieces | IDR | 13200000 | 39600000 | 2024-12-31 | FIP General | Mochammad Fadhillah Hakim, | FIP Engineering | FIP-DOM-ENG-51505-0000000-INA-000000 | PO Closed | GL2403030 | 2024-03-08 | 2024-03-10 | 2024-12-31
121701283-1 | 121701283 - APPROVED | 1 | O-19740-00 | HB Series H13 99,99%, on 0.3 Micron, Size 592 x 592 x 292 mm; IAF; ; | 6 | Pieces | IDR | 2700000 | 16200000 | 2024-03-14 | FIP Engineering | Mochammad Fadhillah Hakim, | FIP Engineering | FIP-DOM-000-11304-OS00001-INA-000000 | PO Closed | GL2403319 | 2024-03-12 | 2024-03-12 | 2024-03-30
121701293-1 | 121701293 - APPROVED | 1 | S-60050-00 | Jasa Perbaikan dan Pemeliharaan Mesin Produksi; ; ; | 1 | Pieces | IDR | 8137500 | 8137500 | 2024-03-15 | FIP General | Mochammad Fadhillah Hakim, | FIP Engineering | FIP-DOM-ENG-51504-0000000-INA-000000 | PO Closed | GL2404008 | 2024-03-13 | 2024-03-13 | 2024-04-19
121701294-1 | 121701294 - APPROVED | 1 | Q-11000-00 | Jasa Perbaikan Gedung; ; ; | 1 | Lot | IDR | 25439000 | 25439000 | 2024-03-15 | FIP General | Mochammad Fadhillah Hakim, | FIP Engineering | FIP-DOM-ENG-51502-0000000-INA-000000 | PO Closed | GL2403047 | 2024-03-13 | 2024-03-13 | 2024-04-26
121701296-1 | 121701296 - APPROVED | 1 | Q-70084-00 | 10-19mm Rachet Spanner & Socket Set 23 Pc; Kennedy; KEN5823980K; pack size per set | 1 | Set | IDR | 5217000 | 5217000 | 2024-03-16 | FIP General | Mochammad Fadhillah Hakim, | FIP Engineering | FIP-DOM-ENG-51404-0000000-INA-000000 | PO Closed | GL2404018 | 2024-03-14 | 2024-03-18 | 2024-04-30
121701296-2 | 121701296 - APPROVED | 2 | Q-70085-00 | Super Wire Stripper; Kennedy; KEN5147970K; pack size per pcs | 1 | Pieces | IDR | 1191000 | 1191000 | 2024-03-16 | FIP General | Mochammad Fadhillah Hakim, | FIP Engineering | FIP-DOM-ENG-51404-0000000-INA-000000 | PO Closed | GL2404018 | 2024-03-14 | 2024-03-18 | 2024-04-30
121701296-3 | 121701296 - APPROVED | 3 | Q-70086-00 | 8x200mm Engineers Screwdriver; Kennedy; KEN5723080K; pack size per pcs | 2 | Pieces | IDR | 100000 | 200000 | 2024-03-16 | FIP General | Mochammad Fadhillah Hakim, | FIP Engineering | FIP-DOM-ENG-51404-0000000-INA-000000 | PO Closed | GL2404018 | 2024-03-14 | 2024-03-18 | 2024-04-30
121701296-4 | 121701296 - APPROVED | 4 | Q-70087-00 | No.4 Cross PT Engineers Screwdriver; Kennedy; KEN5721040K; pack size per pcs | 2 | Pieces | IDR | 150000 | 300000 | 2024-03-16 | FIP General | Mochammad Fadhillah Hakim, | FIP Engineering | FIP-DOM-ENG-51404-0000000-INA-000000 | PO Closed | GL2404018 | 2024-03-14 | 2024-03-18 | 2024-04-30
121701296-5 | 121701296 - APPROVED | 5 | Q-70088-00 | No.0 Cross PT VDE Dual Grip Screwdriver; Kennedy; KEN5727900K; pack size per pcs | 3 | Pieces | IDR | 110000 | 330000 | 2024-03-16 | FIP General | Mochammad Fadhillah Hakim, | FIP Engineering | FIP-DOM-ENG-51404-0000000-INA-000000 | PO Closed | GL2404018 | 2024-03-14 | 2024-03-18 | 2024-04-30
121701296-6 | 121701296 - APPROVED | 6 | Q-70089-00 | 4 Inch 20 Blade Metric Feeler Gauge; Kennedy; KEN5180780K; pack size per pcs | 1 | Pieces | IDR | 448000 | 448000 | 2024-03-16 | FIP General | Mochammad Fadhillah Hakim, | FIP Engineering | FIP-DOM-ENG-51404-0000000-INA-000000 | PO Closed | GL2404018 | 2024-03-14 | 2024-03-18 | 2024-04-30
121701296-7 | 121701296 - APPROVED | 7 | Q-70090-00 | 2-16mm Uninsulated Terminal Crimping Tools; Kennedy; KEN5155420K; pack size per pcs | 1 | Pieces | IDR | 2024000 | 2024000 | 2024-03-16 | FIP General | Mochammad Fadhillah Hakim, | FIP Engineering | FIP-DOM-ENG-51404-0000000-INA-000000 | PO Closed | GL2404018 | 2024-03-14 | 2024-03-18 | 2024-05-13
121701296-8 | 121701296 - APPROVED | 8 | Q-70091-00 | 125mm/5 Inch Diagonal Pro-TorQ Cutter; Kennedy; KEN5582020K; pack size per pcs | 2 | Pieces | IDR | 305000 | 610000 | 2024-03-16 | FIP General | Mochammad Fadhillah Hakim, | FIP Engineering | FIP-DOM-ENG-51404-0000000-INA-000000 | PO Closed | GL2404018 | 2024-03-14 | 2024-03-18 | 2024-04-30
121701296-9 | 121701296 - APPROVED | 9 | Q-70092-00 | 25-Drawer Small Parts Storage Cabinet; Kennedy; KEN5935120K; pack size per unit | 1 | Unit | IDR | 1398000 | 1398000 | 2024-03-16 | FIP General | Mochammad Fadhillah Hakim, | FIP Engineering | FIP-DOM-ENG-51404-0000000-INA-000000 | PO Closed | GL2404018 | 2024-03-14 | 2024-03-18 | 2024-05-13
121701296-10 | 121701296 - APPROVED | 10 | Q-70093-00 | Flat Parallel Mini Srewdriver 3x65; Kennedy; KEN5725220K; pack size per pcs | 3 | Pieces | IDR | 28000 | 84000 | 2024-03-16 | FIP General | Mochammad Fadhillah Hakim, | FIP Engineering | FIP-DOM-ENG-51404-0000000-INA-000000 | PO Closed | GL2404018 | 2024-03-14 | 2024-03-18 | 2024-04-30
121701296-11 | 121701296 - APPROVED | 11 | Q-70093-00 | Flat Parallel Mini Srewdriver 3x65; Kennedy; KEN5725220K; pack size per pcs | 3 | Pieces | IDR | 28000 | 84000 | 2024-03-16 | FIP General | Mochammad Fadhillah Hakim, | FIP Engineering | FIP-DOM-ENG-51404-0000000-INA-000000 | PO Closed | GL2404018 | 2024-03-14 | 2024-03-18 | 2024-05-13
121701297-1 | 121701297 - APPROVED | 1 | S-60050-00 | Jasa Perbaikan dan Pemeliharaan Mesin Produksi; ; ; | 1 | Pieces | IDR | 2000000 | 2000000 | 2024-03-16 | FIP General | Mochammad Fadhillah Hakim, | FIP Engineering | FIP-DOM-ENG-51504-0000000-INA-000000 | PO Closed | GL2404030 | 2024-03-14 | 2024-03-14 | 2024-06-07
121701298-1 | 121701298 - APPROVED | 1 | S-60002-00 | Jasa Perbaikan dan Pemeliharaan Mesin Utility | 1 | Lot | IDR | 36160000 | 36160000 | 2024-03-16 | FIP General | Mochammad Fadhillah Hakim, | FIP Engineering | FIP-DOM-ENG-51508-0000000-INA-000000 | PO Closed | GL2403059 | 2024-03-14 | 2024-03-19 | 2024-04-26
121701306-1 | 121701306 - APPROVED | 1 | T-80732-00 | Plakban Lantai Merk 3M, ukuran 2 in x 36 yd, tebal 0.14 mm, Warna Kuning; 3M; ; | 5 | Roll | IDR | 85000 | 425000 | 2024-03-20 | FIP General | Mochammad Fadhillah Hakim, | FIP Engineering | FIP-DOM-ENG-51411-0000000-INA-000000 | PO Closed | GL2404034 | 2024-03-18 | 2024-03-18 | 2024-05-01
121701306-2 | 121701306 - APPROVED | 2 | S-20055-00 | Sarung Tangan Promaster | 3 | Box | IDR | 21000 | 63000 | 2024-03-20 | FIP General | Mochammad Fadhillah Hakim, | FIP Engineering | FIP-DOM-ENG-51202-0000000-INA-000000 | PO Closed | GL2404327 | 2024-03-18 | 2024-03-18 | 2024-04-30
121701306-3 | 121701306 - APPROVED | 3 | T-80055-00 | Binder CLIP 155 - 32 mm | 3 | Box | IDR | 4500 | 13500 | 2024-03-20 | FIP General | Mochammad Fadhillah Hakim, | FIP Engineering | FIP-DOM-ENG-51411-0000000-INA-000000 | PO Closed | GL2404034 | 2024-03-18 | 2024-03-18 | 2024-05-01
121701306-4 | 121701306 - APPROVED | 4 | T-80198-00 | Isi Stapler Besar NO 3 + 24/6 | 3 | Pack | IDR | 4000 | 12000 | 2024-03-20 | FIP General | Mochammad Fadhillah Hakim, | FIP Engineering | FIP-DOM-ENG-51411-0000000-INA-000000 | PO Closed | GL2404034 | 2024-03-18 | 2024-03-18 | 2024-05-01
121701306-5 | 121701306 - APPROVED | 5 | S-40021-00 | Botol semprot 500 cc | 2 | Pieces | IDR | 25000 | 50000 | 2024-03-20 | FIP General | Mochammad Fadhillah Hakim, | FIP Engineering | FIP-DOM-ENG-51302-0000000-INA-000000 | PO Closed | GL2404001 | 2024-03-18 | 2024-03-18 | 2024-04-26
121701306-6 | 121701306 - APPROVED | 6 | T-80708-00 | Tinta HP 955 Black; HP; N9H85A; | 1 | Pieces | IDR | 504000 | 504000 | 2024-03-20 | FIP General | Mochammad Fadhillah Hakim, | FIP Engineering | FIP-DOM-ENG-51411-0000000-INA-000000 | PO Closed | GL2404047 | 2024-03-18 | 2024-03-18 | 2024-05-01
121701306-7 | 121701306 - APPROVED | 7 | T-80709-00 | Tinta HP 955 Cyan; HP; H9H73A; | 1 | Pieces | IDR | 407000 | 407000 | 2024-03-20 | FIP General | Mochammad Fadhillah Hakim, | FIP Engineering | FIP-DOM-ENG-51411-0000000-INA-000000 | PO Closed | GL2404047 | 2024-03-18 | 2024-03-18 | 2024-05-01
121701306-8 | 121701306 - APPROVED | 8 | T-80710-00 | Tinta HP 955 Magenta; HP; N9H77A; | 1 | Pieces | IDR | 407000 | 407000 | 2024-03-20 | FIP General | Mochammad Fadhillah Hakim, | FIP Engineering | FIP-DOM-ENG-51411-0000000-INA-000000 | PO Closed | GL2404047 | 2024-03-18 | 2024-03-18 | 2024-05-01
121701306-9 | 121701306 - APPROVED | 9 | T-80711-00 | Tinta HP 955 Yellow; HP; N9H81A; | 1 | Pieces | IDR | 407000 | 407000 | 2024-03-20 | FIP General | Mochammad Fadhillah Hakim, | FIP Engineering | FIP-DOM-ENG-51411-0000000-INA-000000 | PO Closed | GL2404047 | 2024-03-18 | 2024-03-18 | 2024-05-01
121701306-10 | 121701306 - APPROVED | 10 | T-80028-00 | Ballpoint Snowman V1 Hitam/Biru/Merah | 20 | Pieces | IDR | 2000 | 40000 | 2024-03-20 | FIP General | Mochammad Fadhillah Hakim, | FIP Engineering | FIP-DOM-ENG-51411-0000000-INA-000000 | PO Closed | GL2404034 | 2024-03-18 | 2024-03-18 | 2024-05-01
121701308-1 | 121701308 - APPROVED | 1 |  | Pekerjaan Ruang Gas Baru | 1 | Lot | IDR | 42900000 | 42900000 | 2024-03-20 | FIP General | Mochammad Fadhillah Hakim, | FIP Engineering | FIP-DOM-ENG-13402-MC24018-INA-000000 | PO Closed | GL2404043 | 2024-03-18 | 2024-03-19 | 2024-05-03
121701316-1 | 121701316 - APPROVED | 1 | P-11968-00 | Berusynt FGH Spray H1 - Bechem | 2 | Pieces | IDR | 380000 | 760000 | 2024-03-24 | FIP Engineering | Mochammad Fadhillah Hakim, | FIP Engineering | FIP-DOM-000-11304-OS00001-INA-000000 | PO Closed | GL2405049 | 2024-03-22 | 2024-03-26 | 2024-06-07
121701316-2 | 121701316 - APPROVED | 2 | O-54005-00 | LAMPU UV 15 WATT, OSRAM | 5 | Pieces | IDR | 99000 | 495000 | 2024-03-24 | FIP Engineering | Mochammad Fadhillah Hakim, | FIP Engineering | FIP-DOM-000-11304-OS00001-INA-000000 | PO Closed | GL2404032 | 2024-03-22 | 2024-03-26 | 2024-05-20
121701316-3 | 121701316 - APPROVED | 3 | P-12433-00 | Isolasi AC- Sansui | 10 | Pieces | IDR | 10000 | 100000 | 2024-03-24 | FIP Engineering | Mochammad Fadhillah Hakim, | FIP Engineering | FIP-DOM-000-11304-OS00001-INA-000000 | PO Closed | GL2405361 | 2024-03-22 | 2024-03-26 | 2024-06-20
121701316-4 | 121701316 - APPROVED | 4 | P-50122-00 | Balast Quitronick Osram 1x18/20/ 220 - 240V | 5 | Pieces | IDR | 68500 | 342500 | 2024-03-24 | FIP Engineering | Mochammad Fadhillah Hakim, | FIP Engineering | FIP-DOM-000-11304-OS00001-INA-000000 | PO Closed | GL2405042 | 2024-03-22 | 2024-03-26 | 2024-06-07
121701316-5 | 121701316 - APPROVED | 5 | P-51560-00 | Lampu T5 28watt Putih; Phillips; ; | 80 | Pieces | IDR | 36000 | 2880000 | 2024-03-24 | FIP Engineering | Mochammad Fadhillah Hakim, | FIP Engineering | FIP-DOM-000-11304-OS00001-INA-000000 | PO Closed | GL2405361 | 2024-03-22 | 2024-03-26 | 2024-06-20
121701316-6 | 121701316 - APPROVED | 6 | P-53102-00 | Lampu PLC 13watt/E27 Putih; Phillips; ; | 20 | Pieces | IDR | 26100 | 522000 | 2024-03-24 | FIP Engineering | Mochammad Fadhillah Hakim, | FIP Engineering | FIP-DOM-000-11304-OS00001-INA-000000 | PO Closed | GL2405361 | 2024-03-22 | 2024-03-26 | 2024-06-20
121701316-7 | 121701316 - APPROVED | 7 | O-16647-00 | Washing RAR4 - Oring Silicone Merah 23x18x2.5 mm; ; ; | 30 | Pieces | IDR | 35000 | 1050000 | 2024-03-24 | FIP Engineering | Mochammad Fadhillah Hakim, | FIP Engineering | FIP-DOM-000-11304-OS00001-INA-000000 | PO Closed | GL2405042 | 2024-03-22 | 2024-03-26 | 2024-06-07
121701316-8 | 121701316 - APPROVED | 8 | P-51756-00 | Kabel NYYHY 3x0.75mm; ; ; meter | 50 | Meter | IDR | 11370 | 568500 | 2024-03-24 | FIP Engineering | Mochammad Fadhillah Hakim, | FIP Engineering | FIP-DOM-000-11304-OS00001-INA-000000 | PO Closed | GL2405042 | 2024-03-22 | 2024-03-26 | 2024-06-07
121701316-9 | 121701316 - APPROVED | 9 | P-10945-00 | Insulation - Seal Tape onda | 15 | Pieces | IDR | 5000 | 75000 | 2024-03-24 | FIP Engineering | Mochammad Fadhillah Hakim, | FIP Engineering | FIP-DOM-000-11304-OS00001-INA-000000 | PO Closed | GL2405361 | 2024-03-22 | 2024-03-26 | 2024-06-20
121701316-10 | 121701316 - APPROVED | 10 | P-13389-00 | Scotch Brite 3M; ; ; | 15 | Pieces | IDR | 13500 | 202500 | 2024-03-24 | FIP Engineering | Mochammad Fadhillah Hakim, | FIP Engineering | FIP-DOM-000-11304-OS00001-INA-000000 | PO Closed | GL2405042 | 2024-03-22 | 2024-03-26 | 2024-06-07
121701317-1 | 121701317 - APPROVED | 1 | O-11181-00 | Bearing 626-2Z | 50 | Pieces | IDR | 45000 | 2250000 | 2024-03-24 | FIP Engineering | Mochammad Fadhillah Hakim, | FIP Engineering | FIP-DOM-000-11304-OS00001-INA-000000 | PO Closed | GL2405349 | 2024-03-22 | 2024-03-26 | 2024-05-31
121701317-2 | 121701317 - APPROVED | 2 | P-12764-00 | Silicone gasket for ferrule dia 1/2inch Taiwan | 50 | Pieces | IDR | 8000 | 400000 | 2024-03-24 | FIP Engineering | Mochammad Fadhillah Hakim, | FIP Engineering | FIP-DOM-000-11304-OS00001-INA-000000 | PO Closed | GL2403051 | 2024-03-22 | 2024-03-26 | 2024-04-30
121701317-3 | 121701317 - APPROVED | 3 | Q-60502-00 | Silicone Sealant, Silglaze, Type N10 White, pack size per pcs | 5 | Pieces | IDR | 62000 | 310000 | 2024-03-24 | FIP Engineering | Mochammad Fadhillah Hakim, | FIP Engineering | FIP-DOM-000-11304-OS00001-INA-000000 | PO Closed | GL2404015 | 2024-03-22 | 2024-03-26 | 2024-04-30
121701317-4 | 121701317 - APPROVED | 4 | Q-60503-00 | Silicone Sealant, Silglaze, Type N10 Grey, pack size per pcs | 10 | Pieces | IDR | 62000 | 620000 | 2024-03-24 | FIP Engineering | Mochammad Fadhillah Hakim, | FIP Engineering | FIP-DOM-000-11304-OS00001-INA-000000 | PO Closed | GL2404015 | 2024-03-22 | 2024-03-26 | 2024-04-30
121701317-5 | 121701317 - APPROVED | 5 | O-54014-00 | STEKER 1 PHASE, BROCO | 5 | Pieces | IDR | 10000 | 50000 | 2024-03-24 | FIP Engineering | Mochammad Fadhillah Hakim, | FIP Engineering | FIP-DOM-000-11304-OS00001-INA-000000 | PO Closed | GL2405042 | 2024-03-22 | 2024-03-26 | 2024-06-07
121701317-6 | 121701317 - APPROVED | 6 | O-14640-00 | Silicone Gasket for Ferrule dia. 3/4" - P/N : - pc | 10 | Pieces | IDR | 12000 | 120000 | 2024-03-24 | FIP Engineering | Mochammad Fadhillah Hakim, | FIP Engineering | FIP-DOM-000-11304-OS00001-INA-000000 | PO Closed | GL2403051 | 2024-03-22 | 2024-03-26 | 2024-04-30
121701317-7 | 121701317 - APPROVED | 7 | O-15931-00 | Double Tape 3M 1" Merah - P/N : - pc | 5 | Pieces | IDR | 112500 | 562500 | 2024-03-24 | FIP Engineering | Mochammad Fadhillah Hakim, | FIP Engineering | FIP-DOM-000-11304-OS00001-INA-000000 | PO Closed | GL2405042 | 2024-03-22 | 2024-03-26 | 2024-06-07
121701317-9 | 121701317 - APPROVED | 9 | Q-60501-00 | Silicone Sealant, Silglaze, Type N10 Clear, pack size per pcs | 5 | Pieces | IDR | 56000 | 280000 | 2024-03-24 | FIP Engineering | Mochammad Fadhillah Hakim, | FIP Engineering | FIP-DOM-000-11304-OS00001-INA-000000 | PO Closed | GL2404015 | 2024-03-22 | 2024-03-26 | 2024-04-30
121701317-10 | 121701317 - APPROVED | 10 | O-18041-00 | Bearing 624 ZZ; SKF; ; | 10 | Pieces | IDR | 44100 | 441000 | 2024-03-24 | FIP Engineering | Mochammad Fadhillah Hakim, | FIP Engineering | FIP-DOM-000-11304-OS00001-INA-000000 | PO Closed | GL2405350 | 2024-03-22 | 2024-03-26 | 2024-06-24
121701320-1 | 121701320 - APPROVED | 1 | P-15851-00 | AMPLAS EAGLE 100 | 50 | Pieces | IDR | 3300 | 165000 | 2024-03-31 | FIP Engineering | Mochammad Fadhillah Hakim, | FIP Engineering | FIP-DOM-000-11304-OS00001-INA-000000 | PO Closed | GL2405361 | 2024-03-22 | 2024-03-26 | 2024-06-20
121701320-2 | 121701320 - APPROVED | 2 | P-12306-00 | FESTO - QST-8 push in t- connection p/n 153130 | 5 | Pieces | IDR | 100000 | 500000 | 2024-03-31 | FIP Engineering | Mochammad Fadhillah Hakim, | FIP Engineering | FIP-DOM-000-11304-OS00001-INA-000000 | PO Closed | GL2405050 | 2024-03-22 | 2024-03-26 | 2024-06-07
121701320-3 | 121701320 - APPROVED | 3 | S-11400-00 | Kain Majun Ex HINGS Class AA | 20 | Kilogram | IDR | 39000 | 780000 | 2024-03-31 | FIP General | Mochammad Fadhillah Hakim, | FIP Engineering | FIP-DOM-ENG-51302-0000000-INA-000000 | PO Closed | GL2404330 | 2024-03-22 | 2024-03-26 | 2024-04-30
121701320-4 | 121701320 - APPROVED | 4 | O-54015-00 | STOP KONTAK LUBANG 4, BROCO | 10 | Unit | IDR | 49000 | 490000 | 2024-03-27 | FIP Engineering | Mochammad Fadhillah Hakim, | FIP Engineering | FIP-DOM-000-11304-OS00001-INA-000000 | PO Closed | GL2405023 | 2024-03-22 | 2024-03-26 | 2024-06-20
121701320-5 | 121701320 - APPROVED | 5 | O-14641-00 | Silicone Gasket for Ferrule dia. 1"; ; ; | 10 | Pieces | IDR | 14520 | 145200 | 2024-03-27 | FIP Engineering | Mochammad Fadhillah Hakim, | FIP Engineering | FIP-DOM-000-11304-OS00001-INA-000000 | PO Closed | GL2403051 | 2024-03-22 | 2024-03-26 | 2024-04-30
121701320-6 | 121701320 - APPROVED | 6 | Q-10572-00 | PHILIPS - Lampu LED TL T8 120 Cm 16 Watt; ; ; | 5 | Pieces | IDR | 53500 | 267500 | 2024-03-27 | FIP Engineering | Mochammad Fadhillah Hakim, | FIP Engineering | FIP-DOM-000-11304-OS00001-INA-000000 | PO Closed | GL2404327 | 2024-03-22 | 2024-03-26 | 2024-04-30
121701320-7 | 121701320 - APPROVED | 7 | P-11991-00 | Cable ties CS 200L | 5 | Pieces | IDR | 34200 | 171000 | 2024-03-27 | FIP Engineering | Mochammad Fadhillah Hakim, | FIP Engineering | FIP-DOM-000-11304-OS00001-INA-000000 | PO Closed | GL2405361 | 2024-03-22 | 2024-03-26 | 2024-06-20
121701320-8 | 121701320 - APPROVED | 8 | O-50994-00 | Battery kering 12V 7,2AH; ; ; | 2 | Pieces | IDR | 650000 | 1300000 | 2024-03-27 | FIP Engineering | Mochammad Fadhillah Hakim, | FIP Engineering | FIP-DOM-000-11304-OS00001-INA-000000 | PO Closed | GL2405361 | 2024-03-22 | 2024-03-26 | 2024-06-20
121701320-9 | 121701320 - APPROVED | 9 | O-54013-00 | SOCKET RJ 45 CAT 5 | 150 | Pieces | IDR | 1500 | 225000 | 2024-03-27 | FIP Engineering | Mochammad Fadhillah Hakim, | FIP Engineering | FIP-DOM-000-11304-OS00001-INA-000000 | PO Closed | GL2405023 | 2024-03-22 | 2024-03-26 | 2024-06-20
121701320-10 | 121701320 - APPROVED | 10 | O-19431-00 | Baut SS L M8 x 30 mm + Mur + Ring; ; ;; ; ;; ; ; | 50 | Pieces | IDR | 5300 | 265000 | 2024-03-27 | FIP Engineering | Mochammad Fadhillah Hakim, | FIP Engineering | FIP-DOM-000-11304-OS00001-INA-000000 | PO Closed | GL2405042 | 2024-03-22 | 2024-03-26 | 2024-06-07
121701324-1 | 121701324 - APPROVED | 1 | P-14980-00 | Seal Ferrule Teflon 3/4 inch; ; ; | 10 | Pieces | IDR | 30000 | 300000 | 2024-03-27 | FIP Engineering | Mochammad Fadhillah Hakim, | FIP Engineering | FIP-DOM-000-11304-OS00001-INA-000000 | PO Closed | GL2403051 | 2024-03-25 | 2024-03-26 | 2024-04-30
121701324-2 | 121701324 - APPROVED | 2 | P-52642-00 | Kabel NYYHY 2 x 0.75 mm Merk Supreme; ; ; | 20 | Meter | IDR | 6600 | 132000 | 2024-03-27 | FIP Engineering | Mochammad Fadhillah Hakim, | FIP Engineering | FIP-DOM-000-11304-OS00001-INA-000000 | PO Closed | GL2405042 | 2024-03-25 | 2024-03-26 | 2024-06-07
121701324-3 | 121701324 - APPROVED | 3 | P-17272-00 | O-ring Epdm 9 x 4 x 2,5 mm ; Brand : - ; P/N : - ; Pack Size : pcs | 10 | Pieces | IDR | 27500 | 275000 | 2024-03-27 | FIP Engineering | Mochammad Fadhillah Hakim, | FIP Engineering | FIP-DOM-000-11304-OS00001-INA-000000 | PO Closed | GL2405051 | 2024-03-25 | 2024-03-26 | 2024-06-07
121701324-4 | 121701324 - APPROVED | 4 | P-13383-00 | Silicone Sealant High Temp Red; ; ; | 5 | Pieces | IDR | 26000 | 130000 | 2024-03-27 | FIP Engineering | Mochammad Fadhillah Hakim, | FIP Engineering | FIP-DOM-000-11304-OS00001-INA-000000 | PO Closed | GL2405042 | 2024-03-25 | 2024-03-26 | 2024-06-07
121701324-5 | 121701324 - APPROVED | 5 | P-51299-00 | Terminal plastik dia 6 mm | 20 | Pieces | IDR | 9000 | 180000 | 2024-03-27 | FIP Engineering | Mochammad Fadhillah Hakim, | FIP Engineering | FIP-DOM-000-11304-OS00001-INA-000000 | PO Closed | GL2405023 | 2024-03-25 | 2024-03-26 | 2024-06-20
121701324-6 | 121701324 - APPROVED | 6 | P-12083-00 | Clamp selang SS dia 1/2inch ex TRIDON | 10 | Pieces | IDR | 21000 | 210000 | 2024-03-27 | FIP Engineering | Mochammad Fadhillah Hakim, | FIP Engineering | FIP-DOM-000-11304-OS00001-INA-000000 | PO Closed | GL2405023 | 2024-03-25 | 2024-03-26 | 2024-06-20
121701324-7 | 121701324 - APPROVED | 7 | P-18067-00 | Lampu LED T5 120 CM 16 Watt 6000K; ; ; | 10 | Pieces | IDR | 115500 | 1155000 | 2024-03-27 | FIP Engineering | Mochammad Fadhillah Hakim, | FIP Engineering | FIP-DOM-000-11304-OS00001-INA-000000 | PO Closed | GL2405042 | 2024-03-25 | 2024-03-26 | 2024-06-07
121701324-8 | 121701324 - APPROVED | 8 | P-12261-00 | FESTO - Push In Connector QS-6 p/n 153032 | 5 | Pieces | IDR | 49167 | 245835 | 2024-03-27 | FIP Engineering | Mochammad Fadhillah Hakim, | FIP Engineering | FIP-DOM-000-11304-OS00001-INA-000000 | PO Closed | GL2405050 | 2024-03-25 | 2024-03-26 | 2024-06-07
121701324-9 | 121701324 - APPROVED | 9 | Q-10656-00 | Kuas Eterna 5 Inch; ; ; | 20 | Pieces | IDR | 15000 | 300000 | 2024-03-27 | FIP Engineering | Mochammad Fadhillah Hakim, | FIP Engineering | FIP-DOM-000-11304-OS00001-INA-000000 | PO Closed | GL2404327 | 2024-03-25 | 2024-03-26 | 2024-04-30
121701326-1 | 121701326 - APPROVED | 1 | S-60050-00 | Jasa Perbaikan dan Pemeliharaan Mesin Produksi; ; ; | 1 | Pieces | IDR | 2575000 | 2575000 | 2024-03-28 | FIP General | Mochammad Fadhillah Hakim, | FIP Engineering | FIP-DOM-ENG-51504-0000000-INA-000000 | PO Closed | GL2404054 | 2024-03-26 | 2024-03-28 | 2024-06-14
121701327-1 | 121701327 - APPROVED | 1 | P-53133-00 | Kabel Belden AWG 22; ; ; | 1 | Roll | IDR | 3240000 | 3240000 | 2024-03-28 | FIP Engineering | Mochammad Fadhillah Hakim, | FIP Engineering | FIP-DOM-000-11304-OS00001-INA-000000 | PO Closed | GL2405067 | 2024-03-26 | 2024-05-22 | 2024-06-10
121701327-2 | 121701327 - APPROVED | 2 | Q-10984-00 | Door Seal Karet Penutup Bawah Pintu Abu 2,5 cm x 1 M; ; ; | 10 | Pieces | IDR | 26000 | 260000 | 2024-03-28 | FIP General | Mochammad Fadhillah Hakim, | FIP Engineering | FIP-DOM-ENG-51502-0000000-INA-000000 | PO Closed | GL2406018 | 2024-03-26 | 2024-05-22 | 2024-07-08
121701327-3 | 121701327 - APPROVED | 3 | Q-60063-00 | Cat Pilox 102 - White | 5 | Can | IDR | 33000 | 165000 | 2024-03-29 | FIP Engineering | Mochammad Fadhillah Hakim, | FIP Engineering | FIP-DOM-000-11304-OS00001-INA-000000 | PO Closed | GL2406372 | 2024-03-26 | 2024-05-22 | 2024-06-28
121701328-1 | 121701328 - APPROVED | 1 | O-53011-00 | Timer Digital LE8B-BF; Autonics; A01761; | 16 | Pieces | IDR | 408200 | 6531200 | 2024-03-28 | FIP Engineering | Mochammad Fadhillah Hakim, | FIP Engineering | FIP-DOM-000-11304-OS00001-INA-000000 | PO Closed | GL2405008 | 2024-03-26 | 2024-03-27 | 2024-05-28
121701334-1 | 121701334 - APPROVED | 1 | Q-70095-00 | 30 Blade Screw Pitch Gauge 60Deg American; Kennedy; KEN5181070K; pack size per pcs | 1 | Pieces | IDR | 282000 | 282000 | 2024-03-30 | FIP General | Mochammad Fadhillah Hakim, | FIP Engineering | FIP-DOM-ENG-51404-0000000-INA-000000 | PO Closed | GL2404018 | 2024-03-28 | 2024-04-04 | 2024-03-30
121701334-2 | 121701334 - APPROVED | 2 | Q-10377-00 | Door Seal Brush PVC Hitam Ukuran 100 x 2,5 cm; No Brand; ; pack size per pcs | 5 | Pieces | IDR | 69500 | 347500 | 2024-03-30 | FIP Engineering | Mochammad Fadhillah Hakim, | FIP Engineering | FIP-DOM-000-11304-OS00001-INA-000000 | PO Closed | GL2404346 | 2024-03-28 | 2024-04-04 | 2024-05-15
121701334-3 | 121701334 - APPROVED | 3 | Q-10429-00 | Fitting Kap Lampu LED Tube TL T8 Ukuran 60 cm; In-Lite; INFX004; pack size per pcs | 3 | Pieces | IDR | 38000 | 114000 | 2024-03-30 | FIP Engineering | Mochammad Fadhillah Hakim, | FIP Engineering | FIP-DOM-000-11304-OS00001-INA-000000 | PO Closed | GL2404346 | 2024-03-28 | 2024-04-04 | 2024-05-15
121701334-4 | 121701334 - APPROVED | 4 | Q-70096-00 | Soldering Iron 25W 230V C/W Fine Point Tip; Senator; SEN5162210K; pack size per pcs | 1 | Pieces | IDR | 217000 | 217000 | 2024-03-30 | FIP General | Mochammad Fadhillah Hakim, | FIP Engineering | FIP-DOM-ENG-51404-0000000-INA-000000 | PO Closed | GL2404018 | 2024-03-28 | 2024-04-04 | 2024-05-13
121701334-5 | 121701334 - APPROVED | 5 | P-19114-00 | Paket Las Komplit (Acetylene, Oksigen, Blander Las Gloor, Selang Double 5 m, Regulator); Glory; ; | 1 | Set | IDR | 2925000 | 2925000 | 2024-03-30 | FIP General | Mochammad Fadhillah Hakim, | FIP Engineering | FIP-DOM-ENG-51404-0000000-INA-000000 | PO Closed | GL2405058 | 2024-03-28 | 2024-04-04 | 2024-06-07
121701334-6 | 121701334 - APPROVED | 6 | Q-70097-00 | Kunci Sock Set 8-32mm 1/2 Inch DR Socket Set 24 pc Segi Pt 6; Matsu; ; pack size per set | 1 | Set | IDR | 935000 | 935000 | 2024-03-30 | FIP General | Mochammad Fadhillah Hakim, | FIP Engineering | FIP-DOM-ENG-51404-0000000-INA-000000 | PO Closed | GL2404346 | 2024-03-28 | 2024-04-04 | 2024-05-15
121701334-7 | 121701334 - APPROVED | 7 | Q-70098-00 | Kunci Torsi Momen 20-120 Nm; Lakoni; 800422; pack size per set | 1 | Set | IDR | 725000 | 725000 | 2024-03-30 | FIP General | Mochammad Fadhillah Hakim, | FIP Engineering | FIP-DOM-ENG-51404-0000000-INA-000000 | PO Closed | GL2404346 | 2024-03-28 | 2024-04-04 | 2024-05-15
121701334-8 | 121701334 - APPROVED | 8 | Q-10845-00 | Fitting Lampu Bholam E27; ; ; pcs | 10 | Pieces | IDR | 20000 | 200000 | 2024-03-30 | FIP Engineering | Mochammad Fadhillah Hakim, | FIP Engineering | FIP-DOM-000-11304-OS00001-INA-000000 | PO Closed | GL2404346 | 2024-03-28 | 2024-04-04 | 2024-05-15
121701334-9 | 121701334 - APPROVED | 9 | O-50863-00 | Relay/MY4N/220-240 VAC Omron; ; ; | 10 | Pieces | IDR | 70000 | 700000 | 2024-03-30 | FIP Engineering | Mochammad Fadhillah Hakim, | FIP Engineering | FIP-DOM-000-11304-OS00001-INA-000000 | PO Closed | GL2405014 | 2024-03-28 | 2024-04-04 | 2024-05-20
121701335-1 | 121701335 - APPROVED | 1 | P-19028-00 | Washable G4 Avg arrestance : 94%. Rec. Final resistance: 250 Pa. Size: 24" x 24" x 2"; IAF; ; pcs | 20 | Pieces | IDR | 450000 | 9000000 | 2024-03-30 | FIP Engineering | Mochammad Fadhillah Hakim, | FIP Engineering | FIP-DOM-000-11304-OS00001-INA-000000 | PO Closed | GL2405057 | 2024-03-28 | 2024-04-04 | 2024-06-20
121701335-2 | 121701335 - APPROVED | 2 | P-19029-00 | Washable G4 Avg arrestance : 94%. Rec. Final resistance: 250 Pa. Size: 12" x 24" x 2"; IAF; ; pcs | 10 | Pieces | IDR | 350000 | 3500000 | 2024-03-30 | FIP Engineering | Mochammad Fadhillah Hakim, | FIP Engineering | FIP-DOM-000-11304-OS00001-INA-000000 | PO Closed | GL2405057 | 2024-03-28 | 2024-04-04 | 2024-06-20
121701336-1 | 121701336 - APPROVED | 1 | T-25454-00 | Filter Flag, 2998, Classic; Waters; 700003767; | 1 | Pieces | IDR | 12028000 | 12028000 | 2024-03-30 | FIP General | Mochammad Fadhillah Hakim, | FIP Engineering | FIP-DOM-ENG-51505-0000000-INA-000000 | PO Closed | GL2406389 | 2024-03-28 | 2024-05-07 | 2024-08-02
121701361-1 | 121701361 - APPROVED | 1 |  | Rak Besi Industri untuk FD | 1 | Set | IDR | 3850000 | 3850000 | 2024-04-06 | FIP General | Mochammad Fadhillah Hakim, | FIP Engineering | FIP-DOM-ENG-13406-MC24018-INA-000000 | PO Closed | GL2404036 | 2024-04-04 | 2024-04-04 | 2024-05-14
121701375-1 | 121701375 - APPROVED | 1 | P-52228-00 | Inline Fan 6" CDI-150 CKE; ; ; | 1 | Pieces | IDR | 1250000 | 1250000 | 2024-04-18 | FIP Engineering | Mochammad Fadhillah Hakim, | FIP Engineering | FIP-DOM-000-11304-OS00001-INA-000000 | PO Closed | GL2405064 | 2024-04-16 | 2024-04-17 | 2024-07-04
121701375-2 | 121701375 - APPROVED | 2 | O-54181-00 | Resistor 150 Ohm 1/2 watt; No Brand; ; | 35 | Pieces | IDR | 3000 | 105000 | 2024-04-18 | FIP Engineering | Mochammad Fadhillah Hakim, | FIP Engineering | FIP-DOM-000-11304-OS00001-INA-000000 | PO Closed | GL2405064 | 2024-04-16 | 2024-04-17 | 2024-07-04
121701375-3 | 121701375 - APPROVED | 3 | P-19080-00 | Cabel Tie Mount 30 x 30 mm; Sigma; ; | 3 | Pieces | IDR | 120000 | 360000 | 2024-04-18 | FIP Engineering | Mochammad Fadhillah Hakim, | FIP Engineering | FIP-DOM-000-11304-OS00001-INA-000000 | PO Closed | GL2405064 | 2024-04-16 | 2024-04-17 | 2024-07-04
121701375-4 | 121701375 - APPROVED | 4 | P-19081-00 | Cabel Tie Mount 20 x20 mm; Sigma; ; | 3 | Pieces | IDR | 95000 | 285000 | 2024-04-18 | FIP Engineering | Mochammad Fadhillah Hakim, | FIP Engineering | FIP-DOM-000-11304-OS00001-INA-000000 | PO Closed | GL2405064 | 2024-04-16 | 2024-04-17 | 2024-07-04
121701375-5 | 121701375 - APPROVED | 5 | O-52001-00 | Contactor Merk. Schneider LC1D40A 220 V | 4 | Pieces | IDR | 575000 | 2300000 | 2024-04-18 | FIP Engineering | Mochammad Fadhillah Hakim, | FIP Engineering | FIP-DOM-000-11304-OS00001-INA-000000 | PO Closed | GL2405064 | 2024-04-16 | 2024-04-17 | 2024-07-04
121701375-6 | 121701375 - APPROVED | 6 | O-53013-00 | Heavy Duty Connector 4Pin (Male + Female); Lokal; ; | 1 | Set | IDR | 387500 | 387500 | 2024-04-18 | FIP Engineering | Mochammad Fadhillah Hakim, | FIP Engineering | FIP-DOM-000-11304-OS00001-INA-000000 | PO Closed | GL2405059 | 2024-04-16 | 2024-04-17 | 2024-06-18
121701376-1 | 121701376 - APPROVED | 1 | O-19779-00 | Part Tunnel Qualifikasi Uk. 735x 450x 245, Material SUS 304; Custom; ; | 1 | Pieces | IDR | 3887000 | 3887000 | 2024-04-25 | FIP Engineering | Mochammad Fadhillah Hakim, | FIP Engineering | FIP-DOM-000-11304-OS00001-INA-000000 | PO Closed | GL2405056 | 2024-04-16 | 2024-04-23 | 2024-06-07
121701376-2 | 121701376 - APPROVED | 2 | O-19780-00 | Stand Print Head Video Jet Uk. 1248 x 1165 mm Material SUS 304; Custom; ; | 1 | Pieces | IDR | 7885000 | 7885000 | 2024-04-25 | FIP Engineering | Mochammad Fadhillah Hakim, | FIP Engineering | FIP-DOM-000-11304-OS00001-INA-000000 | PO Closed | GL2405056 | 2024-04-16 | 2024-04-23 | 2024-06-07
121701376-3 | 121701376 - APPROVED | 3 | O-19781-00 | Shaft Bearing Rod End Pusher Cartoning M6 x 110 Material SUS 304; Custom; ; | 1 | Pieces | IDR | 675000 | 675000 | 2024-04-25 | FIP Engineering | Mochammad Fadhillah Hakim, | FIP Engineering | FIP-DOM-000-11304-OS00001-INA-000000 | PO Closed | GL2405056 | 2024-04-16 | 2024-04-23 | 2024-06-07
121701376-4 | 121701376 - APPROVED | 4 | O-19783-00 | Washing RAV4 - Strainer Drain Recycle Tank Uk 32 x 30 Material SUS 304; Custom; ; | 1 | Pieces | IDR | 1755000 | 1755000 | 2024-04-25 | FIP Engineering | Mochammad Fadhillah Hakim, | FIP Engineering | FIP-DOM-000-11304-OS00001-INA-000000 | PO Closed | GL2405056 | 2024-04-16 | 2024-04-23 | 2024-06-07
121701376-5 | 121701376 - APPROVED | 5 | O-19784-00 | Wadah Vial 6 R Uk. 48x 115x 285 Material Akrilik; Custom; ; | 1 | Pieces | IDR | 2875000 | 2875000 | 2024-04-25 | FIP General | Mochammad Fadhillah Hakim, | FIP Engineering | FIP-DOM-ENG-51404-0000000-INA-000000 | PO Closed | GL2405056 | 2024-04-16 | 2024-04-23 | 2024-06-07
121701376-6 | 121701376 - APPROVED | 6 | O-19785-00 | Roda Trolley Autoclave Uk. 152,2 x 30 mm; Custom; ; | 4 | Pieces | IDR | 2785000 | 11140000 | 2024-04-25 | FIP Engineering | Mochammad Fadhillah Hakim, | FIP Engineering | FIP-DOM-000-11304-OS00001-INA-000000 | PO Closed | GL2405056 | 2024-04-16 | 2024-04-23 | 2024-06-07
121701376-7 | 121701376 - APPROVED | 7 | O-19782-00 | Shaft Pusher Cartoning Marchesini Uk. 16 x 530; Custom; ; | 1 | Pieces | IDR | 2877000 | 2877000 | 2024-04-25 | FIP Engineering | Mochammad Fadhillah Hakim, | FIP Engineering | FIP-DOM-000-11304-OS00001-INA-000000 | PO Closed | GL2405056 | 2024-04-16 | 2024-04-23 | 2024-06-07
121701376-8 | 121701376 - APPROVED | 8 | O-19786-00 | Head Pusher Cartoning Uk. 15x 22x 51 mm Material SUS 304; Custom; ; | 1 | Pieces | IDR | 775000 | 775000 | 2024-04-25 | FIP Engineering | Mochammad Fadhillah Hakim, | FIP Engineering | FIP-DOM-000-11304-OS00001-INA-000000 | PO Closed | GL2405056 | 2024-04-16 | 2024-04-23 | 2024-06-07
121701378-1 | 121701378 - APPROVED | 1 | O-19798-00 | Clamp Vacuum KF16 Alumunium; ; ; | 10 | Pieces | IDR | 607500 | 6075000 | 2024-04-18 | FIP Engineering | Mochammad Fadhillah Hakim, | FIP Engineering | FIP-DOM-000-11304-OS00001-INA-000000 | PO Closed | GL2405059 | 2024-04-16 | 2024-04-17 | 2024-06-18
121701378-2 | 121701378 - APPROVED | 2 | O-19796-00 | Blind Plate for Clamp KF16 SS304; ; ; | 10 | Pieces | IDR | 405000 | 4050000 | 2024-04-18 | FIP Engineering | Mochammad Fadhillah Hakim, | FIP Engineering | FIP-DOM-000-11304-OS00001-INA-000000 | PO Closed | GL2405059 | 2024-04-16 | 2024-04-17 | 2024-06-18
121701379-1 | 121701379 - APPROVED | 1 | O-52229-00 | Inverter VLT Drive Danfoss-Type FC-051PK75T4E20H3XXCXXXSXXX spec: 0.75 Kw, 3x380-480 V 50/60Hz; ; ; | 1 | Pieces | IDR | 4200000 | 4200000 | 2024-06-07 | FIP Engineering | Mochammad Fadhillah Hakim, | FIP Engineering | FIP-DOM-000-11304-OS00001-INA-000000 | PO Closed | GL2406028 | 2024-04-16 | 2024-06-05 | 2024-07-19
121701388-1 | 121701388 - APPROVED | 1 | Q-70103-00 | Mata Sock L Set 11 Pcs Dr.1/2 Inch; Tekiro; SC-HB0638; 11 pcs per set | 1 | Set | IDR | 620000 | 620000 | 2024-04-20 | FIP General | Mochammad Fadhillah Hakim, | FIP Engineering | FIP-DOM-ENG-51404-0000000-INA-000000 | PO Closed | GL2404346 | 2024-04-18 | 2024-04-19 | 2024-05-15
121701388-2 | 121701388 - APPROVED | 2 | Q-70104-00 | Sambungan Kunci Sock / Extension Bar 1/2 x 10 inch; XP Tools; MTA-69200251; Pack Size Per Pcs | 2 | Pieces | IDR | 35000 | 70000 | 2024-04-20 | FIP General | Mochammad Fadhillah Hakim, | FIP Engineering | FIP-DOM-ENG-51404-0000000-INA-000000 | PO Closed | GL2404346 | 2024-04-18 | 2024-04-19 | 2024-05-15
121701389-1 | 121701389 - APPROVED | 1 | P-52903-00 | Vacuum Pump LiquidRing 1,1kW 1,5HP; ROTOR; CDF 120-0; | 1 | Unit | IDR | 9292500 | 9292500 | 2024-04-20 | FIP Engineering | Mochammad Fadhillah Hakim, | FIP Engineering | FIP-DOM-000-11304-OS00001-INA-000000 | PO Closed | GL2404058 | 2024-04-18 | 2024-04-23 | 2024-05-20
121701391-1 | 121701391 - APPROVED | 1 | P-19144-00 | O-ring Silicon Diameter 5,33mm; Lokal; ; | 5 | Meter | IDR | 135000 | 675000 | 2024-04-21 | FIP Engineering | Mochammad Fadhillah Hakim, | FIP Engineering | FIP-DOM-000-11304-OS00001-INA-000000 | PO Closed | GL2404052 | 2024-04-19 | 2024-04-19 | 2024-05-21
121701391-2 | 121701391 - APPROVED | 2 | O-19810-00 | Freeze Dryer MBE1207 - Gasket Teflon Uk. 45x41x1.5; Custom; ; | 1 | Set | IDR | 650000 | 650000 | 2024-04-21 | FIP Engineering | Mochammad Fadhillah Hakim, | FIP Engineering | FIP-DOM-000-11304-OS00001-INA-000000 | PO Closed | GL2404049 | 2024-04-19 | 2024-04-19 | 2024-05-21
121701400-1 | 121701400 - APPROVED | 1 | P-51560-00 | Lampu T5 28watt Putih; Phillips; ; | 120 | Pieces | IDR | 46500 | 5580000 | 2024-04-28 | FIP Engineering | Mochammad Fadhillah Hakim, | FIP Engineering | FIP-DOM-000-11304-OS00001-INA-000000 | PO Closed | GL2406005 | 2024-04-26 | 2024-05-03 | 2024-06-20
121701400-2 | 121701400 - APPROVED | 2 | P-53102-00 | Lampu PLC 13watt/E27 Putih; Phillips; ; | 20 | Pieces | IDR | 46000 | 920000 | 2024-04-28 | FIP Engineering | Mochammad Fadhillah Hakim, | FIP Engineering | FIP-DOM-000-11304-OS00001-INA-000000 | PO Closed | GL2406005 | 2024-04-26 | 2024-05-03 | 2024-06-20
121701400-3 | 121701400 - APPROVED | 3 | P-10945-00 | Insulation - Seal Tape onda | 20 | Pieces | IDR | 4500 | 90000 | 2024-04-28 | FIP Engineering | Mochammad Fadhillah Hakim, | FIP Engineering | FIP-DOM-000-11304-OS00001-INA-000000 | PO Closed | GL2406005 | 2024-04-26 | 2024-05-03 | 2024-06-20
121701400-4 | 121701400 - APPROVED | 4 | O-11181-00 | Bearing 626-2Z | 20 | Pieces | IDR | 48000 | 960000 | 2024-04-28 | FIP Engineering | Mochammad Fadhillah Hakim, | FIP Engineering | FIP-DOM-000-11304-OS00001-INA-000000 | PO Closed | GL2405349 | 2024-04-26 | 2024-05-03 | 2024-05-31
121701400-5 | 121701400 - APPROVED | 5 | Q-60502-00 | Silicone Sealant, Silglaze, Type N10 White, pack size per pcs | 5 | Pieces | IDR | 42500 | 212500 | 2024-04-28 | FIP Engineering | Mochammad Fadhillah Hakim, | FIP Engineering | FIP-DOM-000-11304-OS00001-INA-000000 | PO Closed | GL2405354 | 2024-04-26 | 2024-05-03 | 2024-05-29
121701400-6 | 121701400 - APPROVED | 6 | P-50140-00 | Battery UPS - Battery kering Merk YUASA 12V 9AH | 5 | Pieces | IDR | 600000 | 3000000 | 2024-04-28 | FIP Engineering | Mochammad Fadhillah Hakim, | FIP Engineering | FIP-DOM-000-11304-OS00001-INA-000000 | PO Closed | GL2406005 | 2024-04-26 | 2024-05-03 | 2024-06-20
121701400-7 | 121701400 - APPROVED | 7 | Q-60503-00 | Silicone Sealant, Silglaze, Type N10 Grey, pack size per pcs | 5 | Pieces | IDR | 42500 | 212500 | 2024-04-28 | FIP Engineering | Mochammad Fadhillah Hakim, | FIP Engineering | FIP-DOM-000-11304-OS00001-INA-000000 | PO Closed | GL2405354 | 2024-04-26 | 2024-05-03 | 2024-05-29
121701400-8 | 121701400 - APPROVED | 8 | Q-60501-00 | Silicone Sealant, Silglaze, Type N10 Clear, pack size per pcs | 10 | Pieces | IDR | 42500 | 425000 | 2024-04-28 | FIP Engineering | Mochammad Fadhillah Hakim, | FIP Engineering | FIP-DOM-000-11304-OS00001-INA-000000 | PO Closed | GL2405354 | 2024-04-26 | 2024-05-03 | 2024-05-29
121701400-9 | 121701400 - APPROVED | 9 | P-12433-00 | Isolasi AC- Sansui | 10 | Pieces | IDR | 14000 | 140000 | 2024-04-28 | FIP Engineering | Mochammad Fadhillah Hakim, | FIP Engineering | FIP-DOM-000-11304-OS00001-INA-000000 | PO Closed | GL2406005 | 2024-04-26 | 2024-05-03 | 2024-06-20
121701400-10 | 121701400 - APPROVED | 10 | O-54015-00 | STOP KONTAK LUBANG 4, BROCO | 10 | Unit | IDR | 49000 | 490000 | 2024-04-28 | FIP Engineering | Mochammad Fadhillah Hakim, | FIP Engineering | FIP-DOM-000-11304-OS00001-INA-000000 | PO Closed | GL2406005 | 2024-04-26 | 2024-05-03 | 2024-06-20
121701400-11 | 121701400 - APPROVED | 11 | P-11991-00 | Cable ties CS 200L | 5 | Pieces | IDR | 34200 | 171000 | 2024-04-28 | FIP Engineering | Mochammad Fadhillah Hakim, | FIP Engineering | FIP-DOM-000-11304-OS00001-INA-000000 | PO Closed | GL2406005 | 2024-04-26 | 2024-05-03 | 2024-06-20
121701404-1 | 121701404 - APPROVED | 1 | P-51756-00 | Kabel NYYHY 3x0.75mm; ; ; meter | 60 | Meter | IDR | 11370 | 682200 | 2024-07-22 | FIP Engineering | Mochammad Fadhillah Hakim, | FIP Engineering | FIP-DOM-000-11304-OS00001-INA-000000 | PO Closed | GL2406048 | 2024-04-29 | 2024-06-05 | 2024-08-02
121701404-2 | 121701404 - APPROVED | 2 | P-15852-00 | AMPLAS EAGLE 500 | 30 | Pieces | IDR | 5800 | 174000 | 2024-07-22 | FIP Engineering | Mochammad Fadhillah Hakim, | FIP Engineering | FIP-DOM-000-11304-OS00001-INA-000000 | PO Closed | GL2406048 | 2024-04-29 | 2024-06-05 | 2024-08-02
121701404-3 | 121701404 - APPROVED | 3 | Q-60003-00 | Plakband Kertas | 40 | Roll | IDR | 8245 | 329800 | 2024-06-07 | FIP Engineering | Mochammad Fadhillah Hakim, | FIP Engineering | FIP-DOM-000-11304-OS00001-INA-000000 | PO Closed | GL2406372 | 2024-04-29 | 2024-06-05 | 2024-06-28
121701404-4 | 121701404 - APPROVED | 4 | O-15931-00 | Double Tape 3M 1" Merah - P/N : - pc | 10 | Pieces | IDR | 78500 | 785000 | 2024-06-07 | FIP Engineering | Mochammad Fadhillah Hakim, | FIP Engineering | FIP-DOM-000-11304-OS00001-INA-000000 | PO Closed | GL2406048 | 2024-04-29 | 2024-06-05 | 2024-08-02
121701416-1 | 121701416 - APPROVED | 1 | P-53362-00 | Contactor Schneider LC1D09M7 Coil 220 VAC; ; ; | 1 | Pieces | IDR | 228000 | 228000 | 2024-05-04 | FIP Engineering | Mochammad Fadhillah Hakim, | FIP Engineering | FIP-DOM-000-11304-OS00001-INA-000000 | PO Closed | GL2405065 | 2024-05-02 | 2024-05-03 | 2024-06-16
121701416-2 | 121701416 - APPROVED | 2 | P-12082-00 | Clamp selang ss dia 3/4inch ex TRIDON | 10 | Pieces | IDR | 22500 | 225000 | 2024-05-04 | FIP Engineering | Mochammad Fadhillah Hakim, | FIP Engineering | FIP-DOM-000-11304-OS00001-INA-000000 | PO Closed | GL2405065 | 2024-05-02 | 2024-05-03 | 2024-06-16
121701416-3 | 121701416 - APPROVED | 3 | P-53262-00 | Din Rail MCB; ; ; | 2 | Pieces | IDR | 15750 | 31500 | 2024-05-04 | FIP General | Mochammad Fadhillah Hakim, | FIP Engineering | FIP-DOM-ENG-51404-0000000-INA-000000 | PO Closed | GL2405064 | 2024-05-02 | 2024-05-03 | 2024-07-04
121701417-1 | 121701417 - APPROVED | 1 | S-46129-00 | Plastik Wrap Roll, Size 50 x 200 cm x 17 micron; no brand; ; pack size per roll | 20 | Roll | IDR | 60000 | 1200000 | 2024-05-09 | FIP General | Mochammad Fadhillah Hakim, | FIP Engineering | FIP-DOM-ENG-51404-0000000-INA-000000 | PO Closed | GL2405024 | 2024-05-02 | 2024-05-07 | 2024-05-31
121701425-1 | 121701425 - APPROVED | 1 | P-17645-00 | Sodium Hiphoclorite; ; ; ltr | 360 | Liter | IDR | 5000 | 1800000 | 2024-05-05 | FIP Engineering | Mochammad Fadhillah Hakim, | FIP Engineering | FIP-DOM-000-11304-OS00001-INA-000000 | PO Closed | GL2405047 | 2024-05-03 | 2024-05-03 | 2024-06-10
121701435-1 | 121701435 - APPROVED | 1 | P-52590-00 | Heater Duchting DIA.11.2 x 300mm 220 V 5000 W; ; ; | 3 | Pieces | IDR | 830000 | 2490000 | 2024-05-05 | FIP Engineering | Mochammad Fadhillah Hakim, | FIP Engineering | FIP-DOM-000-11304-OS00001-INA-000000 | PO Closed | GL2405033 | 2024-05-03 | 2024-05-03 | 2024-06-10
121701436-1 | 121701436 - APPROVED | 1 | O-17730-00 | Dry Fog - Inner Gasket; P/N. 43100-106; ; ; | 4 | Pieces | IDR | 627900 | 2511600 | 2024-05-08 | FIP Engineering | Mochammad Fadhillah Hakim, | FIP Engineering | FIP-DOM-000-11304-OS00001-INA-000000 | PO Closed | GL2405046 | 2024-05-06 | 2024-05-06 | 2024-06-20
121701436-2 | 121701436 - APPROVED | 2 | O-17732-00 | Dry Fog - O-ring P4 MULTITRADE GOLDEN SYNERGY, PT P/N : 43100-082 pc | 1 | Pieces | IDR | 78000 | 78000 | 2024-05-08 | FIP Engineering | Mochammad Fadhillah Hakim, | FIP Engineering | FIP-DOM-000-11304-OS00001-INA-000000 | PO Closed | GL2405046 | 2024-05-06 | 2024-05-06 | 2024-06-20
121701436-3 | 121701436 - APPROVED | 3 | O-17729-00 | Dry Fog - Stainless steel way adapter (new type) MULTITRADE GOLDEN SYNERGY, PT P/N : 47049-234S pc | 1 | Pieces | IDR | 5396000 | 5396000 | 2024-05-08 | FIP Engineering | Mochammad Fadhillah Hakim, | FIP Engineering | FIP-DOM-000-11304-OS00001-INA-000000 | PO Closed | GL2405046 | 2024-05-06 | 2024-05-06 | 2024-06-20
121701436-4 | 121701436 - APPROVED | 4 | S-40760-00 | Dry Fog - Oring Spray; P/N. 43100-097; ; ; | 4 | Pieces | IDR | 357000 | 1428000 | 2024-05-08 | FIP Engineering | Mochammad Fadhillah Hakim, | FIP Engineering | FIP-DOM-000-11304-OS00001-INA-000000 | PO Closed | GL2405046 | 2024-05-06 | 2024-05-06 | 2024-06-20
121701444-1 | 121701444 - APPROVED | 1 | O-19894-00 | Capping VCM200 - Guide Starwheel Vial Pom hitam 319x329x17 mm; Custom; ; | 1 | Pieces | IDR | 4587000 | 4587000 | 2024-05-09 | FIP Engineering | Mochammad Fadhillah Hakim, | FIP Engineering | FIP-DOM-000-11304-OS00001-INA-000000 | PO Closed | GL2406024 | 2024-05-07 | 2024-05-13 | 2024-07-15
121701444-2 | 121701444 - APPROVED | 2 | O-19829-00 | Pusher 50 H Cartoning | 1 | Lot | IDR | 2287000 | 2287000 | 2024-05-10 | FIP Engineering | Mochammad Fadhillah Hakim, | FIP Engineering | FIP-DOM-000-11304-OS00001-INA-000000 | PO Closed | GL2406024 | 2024-05-07 | 2024-05-13 | 2024-09-15
121701444-3 | 121701444 - APPROVED | 3 | O-19862-00 | Capping VCM200 - Transfer Plate material SS304Custom | 10 | Pieces | IDR | 375000 | 3750000 | 2024-05-10 | FIP Engineering | Mochammad Fadhillah Hakim, | FIP Engineering | FIP-DOM-000-11304-OS00001-INA-000000 | PO Closed | GL2406024 | 2024-05-07 | 2024-05-13 | 2024-07-15
121701450-1 | 121701450 - APPROVED | 1 | P-19232-00 | Fitting QSL 3/8 x 12 mm; EMC; ; | 4 | Pieces | IDR | 28500 | 114000 | 2024-05-10 | FIP Engineering | Mochammad Fadhillah Hakim, | FIP Engineering | FIP-DOM-000-11304-OS00001-INA-000000 | PO Closed | GL2405022 | 2024-05-08 | 2024-05-13 | 2024-05-31
121701450-2 | 121701450 - APPROVED | 2 | P-19234-00 | Fitting Tee Tubing (Pneumatic Union Speed Control) 12 mm; EMC; ; | 3 | Pieces | IDR | 65000 | 195000 | 2024-05-10 | FIP Engineering | Mochammad Fadhillah Hakim, | FIP Engineering | FIP-DOM-000-11304-OS00001-INA-000000 | PO Closed | GL2405022 | 2024-05-08 | 2024-05-13 | 2024-05-31
121701450-3 | 121701450 - APPROVED | 3 | P-19235-00 | Box Panel 20x17x12cm, Tebal Plat 1 mm; Lokal; ; | 1 | Pieces | IDR | 145000 | 145000 | 2024-05-10 | FIP Engineering | Mochammad Fadhillah Hakim, | FIP Engineering | FIP-DOM-000-11304-OS00001-INA-000000 | PO Closed | GL2405022 | 2024-05-08 | 2024-05-13 | 2024-05-31
121701450-4 | 121701450 - APPROVED | 4 | P-19233-00 | Fitting QS 1/2 x 8mm; EMC; ; | 2 | Pieces | IDR | 23500 | 47000 | 2024-05-10 | FIP Engineering | Mochammad Fadhillah Hakim, | FIP Engineering | FIP-DOM-000-11304-OS00001-INA-000000 | PO Closed | GL2405022 | 2024-05-08 | 2024-05-13 | 2024-05-31
121701450-5 | 121701450 - APPROVED | 5 | P-19236-00 | Tubing Nylon 12mm x 9mm @100 m/Roll; SHPI Taiwan; ; | 1 | Roll | IDR | 1925000 | 1925000 | 2024-05-10 | FIP Engineering | Mochammad Fadhillah Hakim, | FIP Engineering | FIP-DOM-000-11304-OS00001-INA-000000 | PO Closed | GL2405022 | 2024-05-08 | 2024-05-13 | 2024-05-31
121701450-6 | 121701450 - APPROVED | 6 | P-19237-00 | Vlok Ring SS 304 1" x 3/8 "; ; ; | 4 | Pieces | IDR | 40000 | 160000 | 2024-05-10 | FIP Engineering | Mochammad Fadhillah Hakim, | FIP Engineering | FIP-DOM-000-11304-OS00001-INA-000000 | PO Closed | GL2405022 | 2024-05-08 | 2024-05-13 | 2024-05-31
121701450-8 | 121701450 - APPROVED | 8 | O-52169-00 | GMP Washer - Thermal Magnetic Circuit Breaker 1.6-2.5A GV2ME07 Schneider p/n:010195 | 1 | Pieces | IDR | 295000 | 295000 | 2024-05-10 | FIP Engineering | Mochammad Fadhillah Hakim, | FIP Engineering | FIP-DOM-000-11304-OS00001-INA-000000 | PO Closed | GL2405022 | 2024-05-08 | 2024-05-13 | 2024-05-31
121701450-9 | 121701450 - APPROVED | 9 | P-52964-00 | Temperatur Control Continuous Sealer FRB-700; MC; TEQD-2301B; | 1 | Pieces | IDR | 585000 | 585000 | 2024-05-10 | FIP Engineering | Mochammad Fadhillah Hakim, | FIP Engineering | FIP-DOM-000-11304-OS00001-INA-000000 | PO Closed | GL2405022 | 2024-05-08 | 2024-05-13 | 2024-05-31
121701451-1 | 121701451 - APPROVED | 1 |  | AC Portable 1/2 PK MPHA-05CRN7 Midea | 1 | Unit | IDR | 3550000 | 3550000 | 2024-05-10 | FIP General | Mochammad Fadhillah Hakim, | FIP Engineering | FIP-DOM-ENG-13404-MC24030-INA-000000 | PO Closed | GL2405029 | 2024-05-08 | 2024-05-13 | 2024-06-07
121701458-1 | 121701458 - APPROVED | 1 | Q-90000-00 | Building Maintenance Pure Expense | 2 | Unit | IDR | 155000 | 310000 | 2024-05-12 | FIP General | Mochammad Fadhillah Hakim, | FIP Engineering | FIP-DOM-ENG-51502-0000000-INA-000000 | PO Closed |  | 2024-05-10 | 2024-05-20 | 2024-05-12
121701459-1 | 121701459 - APPROVED | 1 | Q-90000-00 | Building Maintenance Pure Expense | 1 | Unit | IDR | 9397000 | 9397000 | 2024-05-12 | FIP General | Mochammad Fadhillah Hakim, | FIP Engineering | FIP-DOM-ENG-51502-0000000-INA-000000 | PO Closed | GL2405043 | 2024-05-10 | 2024-05-16 | 2024-07-31
121701460-1 | 121701460 - APPROVED | 1 | O-53037-00 | Flow Transmitter 100Pa; 1/2 - 10Vac; 0-4-20mAMicatrone | 1 | Set | IDR | 16200000 | 16200000 | 2024-05-15 | FIP Engineering | Mochammad Fadhillah Hakim, | FIP Engineering | FIP-DOM-000-11304-OS00001-INA-000000 | PO Closed | GL2405062 | 2024-05-13 | 2024-05-16 | 2024-07-15
121701460-2 | 121701460 - APPROVED | 2 | P-53202-00 | HVAC - Programmable RH & Temp. transmitter MF-HTT 0-100% RH dan 0-100 deg.C 24VAAC Micatrone; ; ; | 1 | Unit | IDR | 11000000 | 11000000 | 2024-05-15 | FIP Engineering | Mochammad Fadhillah Hakim, | FIP Engineering | FIP-DOM-000-11304-OS00001-INA-000000 | PO Closed | GL2405062 | 2024-05-13 | 2024-05-16 | 2024-06-15
121701461-1 | 121701461 - APPROVED | 1 | P-15052-00 | Element Filter 1 micron P/N NXE-400-Z; ; ; | 1 | Pieces | IDR | 2144000 | 2144000 | 2024-05-15 | FIP Engineering | Mochammad Fadhillah Hakim, | FIP Engineering | FIP-DOM-000-11304-OS00001-INA-000000 | PO Closed | GL2405045 | 2024-05-13 | 2024-05-13 | 2024-06-20
121701461-2 | 121701461 - APPROVED | 2 | P-15053-00 | Element Filter 0.01 micron P/N NXE-400-X; ; ; | 1 | Pieces | IDR | 2144000 | 2144000 | 2024-05-15 | FIP Engineering | Mochammad Fadhillah Hakim, | FIP Engineering | FIP-DOM-000-11304-OS00001-INA-000000 | PO Closed | GL2405045 | 2024-05-13 | 2024-05-13 | 2024-06-20
121701461-3 | 121701461 - APPROVED | 3 | P-17062-00 | Element Filter for N2 ; Brand : NEXUS ; P/N : NXE-90-Z ; Pack Size : pcs | 1 | Unit | IDR | 1200000 | 1200000 | 2024-05-15 | FIP Engineering | Mochammad Fadhillah Hakim, | FIP Engineering | FIP-DOM-000-11304-OS00001-INA-000000 | PO Closed | GL2405045 | 2024-05-13 | 2024-05-13 | 2024-06-20
121701463-1 | 121701463 - APPROVED | 1 | O-19797-00 | Dudukan Sensor Autoclave Material SUS 316L; Custom; ; | 1 | Pieces | IDR | 1125000 | 1125000 | 2024-07-04 | FIP Engineering | Mochammad Fadhillah Hakim, | FIP Engineering | FIP-DOM-000-11304-OS00001-INA-000000 | PO Closed | GL2406029 | 2024-05-14 | 2024-06-05 | 2024-07-20
121701464-1 | 121701464 - APPROVED | 1 | T-80242-00 | Label Stiker Tom & Jerry No. 103 | 20 | Pack | IDR | 4000 | 80000 | 2024-05-16 | FIP General | Mochammad Fadhillah Hakim, | FIP Engineering | FIP-DOM-ENG-51411-0000000-INA-000000 | PO Closed | GL2405055 | 2024-05-14 | 2024-05-15 | 2024-06-04
121701464-2 | 121701464 - APPROVED | 2 | T-80386-00 | Post-It 3M Sign Here | 3 | Pieces | IDR | 20000 | 60000 | 2024-05-16 | FIP General | Mochammad Fadhillah Hakim, | FIP Engineering | FIP-DOM-ENG-51411-0000000-INA-000000 | PO Closed | GL2405055 | 2024-05-14 | 2024-05-15 | 2024-06-04
121701465-1 | 121701465 - APPROVED | 1 | T-80635-00 | Kertas HVS A4 70 gram; ; ; | 5 | Rim | IDR | 33000 | 165000 | 2024-05-16 | FIP General | Mochammad Fadhillah Hakim, | FIP Engineering | FIP-DOM-ENG-51411-0000000-INA-000000 | PO Closed | GL2406025 | 2024-05-14 | 2024-05-15 | 2024-06-27
121701466-1 | 121701466 - APPROVED | 1 | T-80149-00 | Cutter Kenko L-150 (besar) - refill | 10 | Pack | IDR | 4000 | 40000 | 2024-05-16 | FIP General | Mochammad Fadhillah Hakim, | FIP Engineering | FIP-DOM-ENG-51411-0000000-INA-000000 | PO Closed | GL2405055 | 2024-05-14 | 2024-05-15 | 2024-06-04
121701466-2 | 121701466 - APPROVED | 2 | T-80373-00 | Plakband Bening 2 inch | 10 | Roll | IDR | 7500 | 75000 | 2024-05-16 | FIP General | Mochammad Fadhillah Hakim, | FIP Engineering | FIP-DOM-ENG-51411-0000000-INA-000000 | PO Closed | GL2405055 | 2024-05-14 | 2024-05-15 | 2024-06-04
121701466-3 | 121701466 - APPROVED | 3 | T-80376-00 | Plakband Hitam 2 inch | 5 | Roll | IDR | 13000 | 65000 | 2024-05-16 | FIP General | Mochammad Fadhillah Hakim, | FIP Engineering | FIP-DOM-ENG-51411-0000000-INA-000000 | PO Closed | GL2405055 | 2024-05-14 | 2024-05-15 | 2024-06-04
121701466-4 | 121701466 - APPROVED | 4 | T-80686-00 | Spidol OHP uk. Fine (satuan) - OPF Biru; Snowman; ; Pcs | 3 | Pieces | IDR | 10000 | 30000 | 2024-05-16 | FIP General | Mochammad Fadhillah Hakim, | FIP Engineering | FIP-DOM-ENG-51411-0000000-INA-000000 | PO Closed | GL2405055 | 2024-05-14 | 2024-05-15 | 2024-06-04
121701467-1 | 121701467 - APPROVED | 1 | P-11175-00 | Pneumatic Fitting - QS 10-8 / PN : 153039 / Festo | 5 | Pieces | IDR | 100000 | 500000 | 2024-05-16 | FIP Engineering | Mochammad Fadhillah Hakim, | FIP Engineering | FIP-DOM-000-11304-OS00001-INA-000000 | PO Closed | GL2406003 | 2024-05-14 | 2024-05-15 | 2024-07-05
121701467-2 | 121701467 - APPROVED | 2 | P-11185-00 | Pneumatic Fitting - QS 8-6 / Festo | 5 | Pieces | IDR | 100000 | 500000 | 2024-05-16 | FIP Engineering | Mochammad Fadhillah Hakim, | FIP Engineering | FIP-DOM-000-11304-OS00001-INA-000000 | PO Closed | GL2406003 | 2024-05-14 | 2024-05-15 | 2024-07-05
121701467-3 | 121701467 - APPROVED | 3 | O-52200-00 | FESTO - Proximity Sensor SME-8M-DS-24V-K-0,3-M8D p/n: 543861; ; ; | 2 | Pieces | IDR | 346306 | 692612 | 2024-05-16 | FIP Engineering | Mochammad Fadhillah Hakim, | FIP Engineering | FIP-DOM-000-11304-OS00001-INA-000000 | PO Closed | GL2406003 | 2024-05-14 | 2024-05-15 | 2024-07-05
121701471-1 | 121701471 - APPROVED | 1 | T-80394-00 | PVC Pocket BANTEX 2040/A4 - Clear | 2 | Box | IDR | 71000 | 142000 | 2024-05-16 | FIP General | Mochammad Fadhillah Hakim, | FIP Engineering | FIP-DOM-ENG-51411-0000000-INA-000000 | PO Closed | GL2405054 | 2024-05-14 | 2024-05-15 | 2024-06-04
121701472-1 | 121701472 - APPROVED | 1 | T-20201-00 | ASSY,SOLVENT FILTER., Waters, Part No. WAT025531 | 10 | Pieces | IDR | 1348875 | 13488750 | 2024-05-16 | FIP General | Mochammad Fadhillah Hakim, | FIP Engineering | FIP-DOM-ENG-51505-0000000-INA-000000 | PO Closed | GL2406389 | 2024-05-14 | 2024-05-22 | 2024-07-05
121701472-2 | 121701472 - APPROVED | 2 | T-25481-00 | Seal Wash Priming Adapter; Waters; WAT270586; pieces | 2 | Pieces | IDR | 768000 | 1536000 | 2024-05-16 | FIP General | Mochammad Fadhillah Hakim, | FIP Engineering | FIP-DOM-ENG-51404-0000000-INA-000000 | PO Closed | GL2406389 | 2024-05-14 | 2024-05-22 | 2024-08-02
121701473-1 | 121701473 - APPROVED | 1 | O-53032-00 | Cable Temperature Sensor Silicone 1,5m PT1000 QAP2012.150 | 7 | Pieces | IDR | 650000 | 4550000 | 2024-05-16 | FIP Engineering | Mochammad Fadhillah Hakim, | FIP Engineering | FIP-DOM-000-11304-OS00001-INA-000000 | PO Closed | GL2406026 | 2024-05-14 | 2024-05-16 | 2024-06-15
121701474-1 | 121701474 - APPROVED | 1 | O-54005-00 | LAMPU UV 15 WATT, OSRAM | 5 | Pieces | IDR | 171000 | 855000 | 2024-05-16 | FIP Engineering | Mochammad Fadhillah Hakim, | FIP Engineering | FIP-DOM-000-11304-OS00001-INA-000000 | PO Closed | GL2406030 | 2024-05-14 | 2024-05-15 | 2024-07-05
121701475-1 | 121701475 - APPROVED | 1 | O-14594-00 | Kit, membrane ozone 6510 METTLER TOLEDO INDONESIA, PT P/N : - pc | 1 | Unit | IDR | 14012520 | 14012520 | 2024-05-16 | FIP Engineering | Mochammad Fadhillah Hakim, | FIP Engineering | FIP-DOM-000-11304-OS00001-INA-000000 | PO Closed | GL2406006 | 2024-05-14 | 2024-05-20 | 2024-11-01
121701476-1 | 121701476 - APPROVED | 1 | O-19901-00 | Freeze Dryer MBE1207 - New Seat Valve Dia 36x22x7; Custom; ; | 2 | Set | IDR | 1850000 | 3700000 | 2024-05-16 | FIP Engineering | Mochammad Fadhillah Hakim, | FIP Engineering | FIP-DOM-000-11304-OS00001-INA-000000 | PO Closed | GL2406010 | 2024-05-14 | 2024-05-16 | 2024-06-20
121701476-2 | 121701476 - APPROVED | 2 | O-19810-00 | Freeze Dryer MBE1207 - Gasket Teflon Uk. 45x41x1.5; Custom; ; | 1 | Set | IDR | 650000 | 650000 | 2024-05-16 | FIP Engineering | Mochammad Fadhillah Hakim, | FIP Engineering | FIP-DOM-000-11304-OS00001-INA-000000 | PO Closed | GL2406010 | 2024-05-14 | 2024-05-16 | 2024-06-20
121701477-1 | 121701477 - APPROVED | 1 | P-18788-00 | Baut SS Hexagon SS M6x55mm + Mur; ; ; | 50 | Pieces | IDR | 3400 | 170000 | 2024-05-16 | FIP Engineering | Mochammad Fadhillah Hakim, | FIP Engineering | FIP-DOM-000-11304-OS00001-INA-000000 | PO Closed | GL2406005 | 2024-05-14 | 2024-05-15 | 2024-06-20
121701478-1 | 121701478 - APPROVED | 1 | P-51756-00 | Kabel NYYHY 3x0.75mm; ; ; meter | 60 | Meter | IDR | 11370 | 682200 | 2024-05-31 | FIP Engineering | Mochammad Fadhillah Hakim, | FIP Engineering | FIP-DOM-000-11304-OS00001-INA-000000 | PO Closed | GL2406048 | 2024-05-14 | 2024-05-30 | 2024-08-02
121701478-2 | 121701478 - APPROVED | 2 | P-15852-00 | AMPLAS EAGLE 500 | 15 | Pieces | IDR | 5800 | 87000 | 2024-05-31 | FIP Engineering | Mochammad Fadhillah Hakim, | FIP Engineering | FIP-DOM-000-11304-OS00001-INA-000000 | PO Closed | GL2406048 | 2024-05-14 | 2024-05-30 | 2024-08-02
121701478-3 | 121701478 - APPROVED | 3 | P-12753-00 | SANDFLEX - Mata Gergaji Besi 24TPI 12inch/300mm 10D | 8 | Pieces | IDR | 17500 | 140000 | 2024-05-31 | FIP Engineering | Mochammad Fadhillah Hakim, | FIP Engineering | FIP-DOM-000-11304-OS00001-INA-000000 | PO Closed | GL2406048 | 2024-05-14 | 2024-05-30 | 2024-08-02
121701478-4 | 121701478 - APPROVED | 4 | P-50091-00 | Contactor Telemecanique LC1 D25 M7 220V 25A | 4 | Pieces | IDR | 270000 | 1080000 | 2024-05-31 | FIP Engineering | Mochammad Fadhillah Hakim, | FIP Engineering | FIP-DOM-000-11304-OS00001-INA-000000 | PO Closed | GL2406048 | 2024-05-14 | 2024-05-30 | 2024-08-02
121701478-5 | 121701478 - APPROVED | 5 | O-19866-00 | Grill Fan (cover kipas) 12x12 cm | 8 | Pieces | IDR | 15000 | 120000 | 2024-05-31 | FIP Engineering | Mochammad Fadhillah Hakim, | FIP Engineering | FIP-DOM-000-11304-OS00001-INA-000000 | PO Closed | GL2406048 | 2024-05-14 | 2024-05-30 | 2024-08-02
121701478-6 | 121701478 - APPROVED | 6 | O-53041-00 | Bola Lampu 24-30v 5-10W 16x28mm | 10 | Pieces | IDR | 35000 | 350000 | 2024-05-31 | FIP Engineering | Mochammad Fadhillah Hakim, | FIP Engineering | FIP-DOM-000-11304-OS00001-INA-000000 | PO Closed | GL2406048 | 2024-05-14 | 2024-05-30 | 2024-08-02
121701478-7 | 121701478 - APPROVED | 7 | O-53045-00 | Saklar Switch On Off DC 12V Lampu MerahLokal | 10 | Pieces | IDR | 29500 | 295000 | 2024-05-31 | FIP Engineering | Mochammad Fadhillah Hakim, | FIP Engineering | FIP-DOM-000-11304-OS00001-INA-000000 | PO Closed | GL2406048 | 2024-05-14 | 2024-05-30 | 2024-08-02
121701478-8 | 121701478 - APPROVED | 8 | O-53033-00 | Saklar Switch Lampu ZN On Off Kaki 4 Kaki Pin 15-20ALokal | 20 | Pieces | IDR | 20000 | 400000 | 2024-05-31 | FIP Engineering | Mochammad Fadhillah Hakim, | FIP Engineering | FIP-DOM-000-11304-OS00001-INA-000000 | PO Closed | GL2406048 | 2024-05-14 | 2024-05-30 | 2024-08-02
121701478-9 | 121701478 - APPROVED | 9 | P-19160-00 | Cable Duct PVC 65 x 65 x 2900mmLokal | 2 | Pieces | IDR | 90000 | 180000 | 2024-05-31 | FIP Engineering | Mochammad Fadhillah Hakim, | FIP Engineering | FIP-DOM-000-11304-OS00001-INA-000000 | PO Closed | GL2406048 | 2024-05-14 | 2024-05-30 | 2024-08-02
121701479-1 | 121701479 - APPROVED | 1 | P-50594-00 | Stop Kontak-socket / 1 Hole / 10-16A / 250V / Clipsal | 30 | Pieces | IDR | 30000 | 900000 | 2024-05-16 | FIP Engineering | Mochammad Fadhillah Hakim, | FIP Engineering | FIP-DOM-000-11304-OS00001-INA-000000 | PO Closed | GL2405065 | 2024-05-14 | 2024-05-15 | 2024-06-16
121701479-2 | 121701479 - APPROVED | 2 | P-50506-00 | Saklar Tunggal / 250 V / Clipsal | 15 | Pieces | IDR | 23000 | 345000 | 2024-05-16 | FIP Engineering | Mochammad Fadhillah Hakim, | FIP Engineering | FIP-DOM-000-11304-OS00001-INA-000000 | PO Closed | GL2405065 | 2024-05-14 | 2024-05-15 | 2024-06-16
121701479-3 | 121701479 - APPROVED | 3 | P-50505-00 | Saklar Seri / 250 V / Clipsal | 15 | Pieces | IDR | 40000 | 600000 | 2024-05-16 | FIP Engineering | Mochammad Fadhillah Hakim, | FIP Engineering | FIP-DOM-000-11304-OS00001-INA-000000 | PO Closed | GL2405065 | 2024-05-14 | 2024-05-15 | 2024-06-16
121701479-4 | 121701479 - APPROVED | 4 | O-18455-00 | Clamp Selang SS304 7/8" (8-22mm); ; ; | 1 | Pieces | IDR | 250000 | 250000 | 2024-05-16 | FIP Engineering | Mochammad Fadhillah Hakim, | FIP Engineering | FIP-DOM-000-11304-OS00001-INA-000000 | PO Closed | GL2405065 | 2024-05-14 | 2024-05-15 | 2024-06-16
121701480-1 | 121701480 - APPROVED | 1 | O-15718-00 | SYNTHETIC FOOD GRADE, CRC - P/N : NSF H1 pc | 2 | Pieces | IDR | 243000 | 486000 | 2024-05-16 | FIP Engineering | Mochammad Fadhillah Hakim, | FIP Engineering | FIP-DOM-000-11304-OS00001-INA-000000 | PO Closed | GL2405064 | 2024-05-14 | 2024-05-15 | 2024-07-04
121701480-2 | 121701480 - APPROVED | 2 | P-52193-00 | Lampu UV 8 Watt; ; ; | 5 | Pieces | IDR | 150000 | 750000 | 2024-05-16 | FIP Engineering | Mochammad Fadhillah Hakim, | FIP Engineering | FIP-DOM-000-11304-OS00001-INA-000000 | PO Closed | GL2405064 | 2024-05-14 | 2024-05-15 | 2024-07-04
121701480-3 | 121701480 - APPROVED | 3 | P-19238-00 | Fitting Tee Tubing 12mm; EMC; ; | 3 | Pieces | IDR | 28500 | 85500 | 2024-05-16 | FIP Engineering | Mochammad Fadhillah Hakim, | FIP Engineering | FIP-DOM-000-11304-OS00001-INA-000000 | PO Closed | GL2405064 | 2024-05-14 | 2024-05-15 | 2024-07-04
121701481-1 | 121701481 - APPROVED | 1 | P-14459-00 | Filter IAF HB Series (Hepa Filter) H14, Min Eff : 99,999 % on 0.3 micron, Size: 610x610x93 mm; IAF; ; | 2 | Pieces | IDR | 2750000 | 5500000 | 2024-05-16 | FIP Engineering | Mochammad Fadhillah Hakim, | FIP Engineering | FIP-DOM-000-11304-OS00001-INA-000000 | PO Closed | GL2405071 | 2024-05-14 | 2024-05-16 | 2024-06-30
121701484-1 | 121701484 - APPROVED | 1 | S-60002-00 | Jasa Perbaikan dan Pemeliharaan Mesin Utility | 1 | Lot | IDR | 7000000 | 7000000 | 2024-05-17 | FIP General | Mochammad Fadhillah Hakim, | FIP Engineering | FIP-DOM-ENG-51508-0000000-INA-000000 | PO Closed |  | 2024-05-15 | 2024-05-22
121701485-1 | 121701485 - APPROVED | 1 | O-17810-00 | 25TC PTFE Diaphragm for Flush Bottom Outlet Valve NA25/25; ; ; | 2 | Pieces | IDR | 6362166 | 12724333 | 2024-05-17 | FIP Engineering | Mochammad Fadhillah Hakim, | FIP Engineering | FIP-DOM-000-11304-OS00001-INA-000000 | PO Closed | GL2406039 | 2024-05-15 | 2024-05-20 | 2024-08-17
121701486-1 | 121701486 - APPROVED | 1 | O-12735-00 | Tubing Polyurethane TU0604 Clear; SMC; Part No. X3; roll | 200 | Roll | IDR | 12000 | 2400000 | 2024-05-17 | FIP General | Mochammad Fadhillah Hakim, | FIP Engineering | FIP-DOM-ENG-51404-0000000-INA-000000 | PO Closed | GL2406011 | 2024-05-15 | 2024-05-15 | 2024-06-20
121701487-1 | 121701487 - APPROVED | 1 | P-12721-00 | Reducer PVC AW dia 2inch x 1 1/2inch | 5 | Pieces | IDR | 15500 | 77500 | 2024-06-28 | FIP Engineering | Mochammad Fadhillah Hakim, | FIP Engineering | FIP-DOM-000-11304-OS00001-INA-000000 | PO Closed | GL2406050 | 2024-05-15 | 2024-06-05 | 2024-08-02
121701487-2 | 121701487 - APPROVED | 2 | P-12816-00 | Sock PVC AW dia 1 1/2inch | 5 | Pieces | IDR | 8500 | 42500 | 2024-06-28 | FIP Engineering | Mochammad Fadhillah Hakim, | FIP Engineering | FIP-DOM-000-11304-OS00001-INA-000000 | PO Closed | GL2406050 | 2024-05-15 | 2024-06-05 | 2024-08-02
121701487-3 | 121701487 - APPROVED | 3 | P-12818-00 | Sock PVC AW dia 1inch | 5 | Pieces | IDR | 7500 | 37500 | 2024-06-28 | FIP Engineering | Mochammad Fadhillah Hakim, | FIP Engineering | FIP-DOM-000-11304-OS00001-INA-000000 | PO Closed | GL2406050 | 2024-05-15 | 2024-06-05 | 2024-08-02
121701487-4 | 121701487 - APPROVED | 4 | P-12819-00 | Sock PVC AW dia 1/2inch | 5 | Pieces | IDR | 3000 | 15000 | 2024-06-28 | FIP Engineering | Mochammad Fadhillah Hakim, | FIP Engineering | FIP-DOM-000-11304-OS00001-INA-000000 | PO Closed | GL2406050 | 2024-05-15 | 2024-06-05 | 2024-08-02
121701487-5 | 121701487 - APPROVED | 5 | P-12820-00 | Sock PVC AW dia 2inch | 5 | Pieces | IDR | 25000 | 125000 | 2024-06-28 | FIP Engineering | Mochammad Fadhillah Hakim, | FIP Engineering | FIP-DOM-000-11304-OS00001-INA-000000 | PO Closed | GL2406050 | 2024-05-15 | 2024-06-05 | 2024-08-02
121701489-1 | 121701489 - APPROVED | 1 | O-19911-00 | CC600L - Coil Evaporator Uk. 40 cm x 15 x 15, Material Tembaga; Custom; ; | 1 | Unit | IDR | 7500000 | 7500000 | 2024-05-17 | FIP Engineering | Mochammad Fadhillah Hakim, | FIP Engineering | FIP-DOM-000-11304-OS00001-INA-000000 | PO Closed | GL2406004 | 2024-05-15 | 2024-05-15 | 2024-07-05
121701491-1 | 121701491 - APPROVED | 1 | S-60002-00 | Jasa Perbaikan dan Pemeliharaan Mesin Utility | 1 | Lot | IDR | 850000 | 850000 | 2024-05-17 | FIP General | Mochammad Fadhillah Hakim, | FIP Engineering | FIP-DOM-ENG-51508-0000000-INA-000000 | PO Closed | GL2408041 | 2024-05-15 | 2024-05-20 | 2024-09-27
121701493-1 | 121701493 - APPROVED | 1 | Q-90000-00 | Building Maintenance Pure Expense | 1 | Unit | IDR | 98960000 | 98960000 | 2024-05-22 | FIP General | Mochammad Fadhillah Hakim, | FIP Engineering | FIP-DOM-ENG-51502-0000000-INA-000000 | PO Closed | GL2405028 | 2024-05-20 | 2024-05-20 | 2024-12-31
121701500-1 | 121701500 - APPROVED | 1 | S-60002-00 | Jasa Perbaikan dan Pemeliharaan Mesin Utility | 1 | Lot | IDR | 15210000 | 15210000 | 2024-05-24 | FIP General | Mochammad Fadhillah Hakim, | FIP Engineering | FIP-DOM-ENG-51508-0000000-INA-000000 | PO Closed |  | 2024-05-22 | 2024-05-27
121701503-1 | 121701503 - APPROVED | 1 | P-11422-00 | Selang Festo Pun-H-10x1.5 / Blue NR : 197386 | 100 | Meter | IDR | 29854 | 2985400 | 2024-05-29 | FIP Engineering | Mochammad Fadhillah Hakim, | FIP Engineering | FIP-DOM-000-11304-OS00001-INA-000000 | PO Closed | GL2405365 | 2024-05-27 | 2024-05-27 | 2024-06-10
121701503-2 | 121701503 - APPROVED | 2 | P-11431-00 | Selang Festo Pun-H-8x1.25 mm Blue NR : 197385 | 100 | Meter | IDR | 19903 | 1990300 | 2024-05-29 | FIP Engineering | Mochammad Fadhillah Hakim, | FIP Engineering | FIP-DOM-000-11304-OS00001-INA-000000 | PO Closed | GL2405365 | 2024-05-27 | 2024-05-27 | 2024-06-10
121701503-3 | 121701503 - APPROVED | 3 | P-11424-00 | Selang Festo Pun-H-12x2 Blue 2 x 50 m | 100 | Meter | IDR | 41561 | 4156100 | 2024-05-29 | FIP Engineering | Mochammad Fadhillah Hakim, | FIP Engineering | FIP-DOM-000-11304-OS00001-INA-000000 | PO Closed | GL2405365 | 2024-05-27 | 2024-05-27 | 2024-06-10
121701503-4 | 121701503 - APPROVED | 4 | O-13501-00 | Pneumatic Fitting - QST 12 FESTO P/N : - pc | 10 | Pieces | IDR | 112683 | 1126830 | 2024-05-29 | FIP Engineering | Mochammad Fadhillah Hakim, | FIP Engineering | FIP-DOM-000-11304-OS00001-INA-000000 | PO Closed | GL2405365 | 2024-05-27 | 2024-05-27 | 2024-06-10
121701503-5 | 121701503 - APPROVED | 5 | P-12282-00 | FESTO - QS-12-10 Push in Connector p/n: 153040 | 10 | Pieces | IDR | 66439 | 664390 | 2024-05-29 | FIP Engineering | Mochammad Fadhillah Hakim, | FIP Engineering | FIP-DOM-000-11304-OS00001-INA-000000 | PO Closed | GL2405365 | 2024-05-27 | 2024-05-27 | 2024-06-10
121701503-6 | 121701503 - APPROVED | 6 | P-19255-00 | Plastic Tubing PUN-H-14x2-BL; Festo; 570386; | 100 | Meter | IDR | 60586 | 6058600 | 2024-05-29 | FIP Engineering | Mochammad Fadhillah Hakim, | FIP Engineering | FIP-DOM-000-11304-OS00001-INA-000000 | PO Closed | GL2405365 | 2024-05-27 | 2024-05-27 | 2024-06-10
121701509-1 | 121701509 - APPROVED | 1 | Q-90000-00 | Building Maintenance Pure Expense | 1 | Unit | IDR | 114885000 | 114885000 | 2024-05-31 | FIP General | Mochammad Fadhillah Hakim, | FIP Engineering | FIP-DOM-ENG-51502-0000000-INA-000000 | PO Closed | GL2407006 | 2024-05-29 | 2024-06-04 | 2024-07-31
121701511-1 | 121701511 - APPROVED | 1 | T-20549-00 | pH electrode InLab Expert Pro; Mettler Toledo; PN : 51343101; Pcs | 1 | Pieces | IDR | 6140400 | 6140400 | 2024-06-01 | FIP General | Mochammad Fadhillah Hakim, | FIP Engineering | FIP-DOM-ENG-51505-0000000-INA-000000 | PO Closed | GL2406370 | 2024-05-30 | 2024-05-31 | 2024-07-12
121701512-1 | 121701512 - APPROVED | 1 | Q-90000-00 | Building Maintenance Pure Expense | 1 | Unit | IDR | 22425000 | 22425000 | 2024-06-02 | FIP General | Mochammad Fadhillah Hakim, | FIP Engineering | FIP-DOM-ENG-51502-0000000-INA-000000 | PO Closed | GL2406012 | 2024-05-31 | 2024-05-31 | 2024-06-21
121701513-1 | 121701513 - APPROVED | 1 | S-60050-00 | Jasa Perbaikan dan Pemeliharaan Mesin Produksi; ; ; | 1 | Pieces | IDR | 960000 | 960000 | 2024-06-02 | FIP General | Mochammad Fadhillah Hakim, | FIP Engineering | FIP-DOM-ENG-51504-0000000-INA-000000 | PO Closed | GL2406021 | 2024-05-31 | 2024-05-31 | 2024-07-05
121701516-1 | 121701516 - APPROVED | 1 | T-20002-00 | Jasa Perbaikan Alat Lab | 1 | Pieces | IDR | 3500000 | 3500000 | 2024-06-05 | FIP General | Mochammad Fadhillah Hakim, | FIP Engineering | FIP-DOM-ENG-51505-0000000-INA-000000 | PO Closed | GL2406383 | 2024-06-03 | 2024-06-03 | 2024-08-16
121701520-1 | 121701520 - APPROVED | 1 | T-20926-00 | Micro fuel Cell, B2C Class ; Teledyne; 1 pcs; Teledyne; ; | 1 | Pieces | IDR | 11000000 | 11000000 | 2024-06-05 | FIP General | Mochammad Fadhillah Hakim, | FIP Engineering | FIP-DOM-ENG-51505-0000000-INA-000000 | PO Closed | GL2406383 | 2024-06-03 | 2024-06-04 | 2024-08-16
121701521-1 | 121701521 - APPROVED | 1 | S-60002-00 | Jasa Perbaikan dan Pemeliharaan Mesin Utility | 1 | Lot | IDR | 6875000 | 6875000 | 2024-06-06 | FIP General | Mochammad Fadhillah Hakim, | FIP Engineering | FIP-DOM-ENG-51508-0000000-INA-000000 | PO Closed |  | 2024-06-04 | 2024-06-04
121701534-1 | 121701534 - APPROVED | 1 | Q-10487-00 | Tutup Wastafel TOTO; ; ; | 3 | Pieces | IDR | 225000 | 675000 | 2024-06-07 | FIP General | Mochammad Fadhillah Hakim, | FIP Engineering | FIP-DOM-ENG-51502-0000000-INA-000000 | PO Closed | GL2406372 | 2024-06-05 | 2024-06-05 | 2024-06-28
121701534-2 | 121701534 - APPROVED | 2 | P-51559-00 | Lampu T5 14watt Putih; Phillips; ; | 80 | Pack | IDR | 38000 | 3040000 | 2024-06-07 | FIP Engineering | Mochammad Fadhillah Hakim, | FIP Engineering | FIP-DOM-000-11304-OS00001-INA-000000 | PO Closed | GL2406053 | 2024-06-05 | 2024-06-05 | 2024-08-02
121701534-3 | 121701534 - APPROVED | 3 | P-51560-00 | Lampu T5 28watt Putih; Phillips; ; | 40 | Pieces | IDR | 46500 | 1860000 | 2024-06-07 | FIP Engineering | Mochammad Fadhillah Hakim, | FIP Engineering | FIP-DOM-000-11304-OS00001-INA-000000 | PO Closed | GL2406053 | 2024-06-05 | 2024-06-05 | 2024-08-02
121701534-4 | 121701534 - APPROVED | 4 | P-10945-00 | Insulation - Seal Tape onda | 30 | Pieces | IDR | 5000 | 150000 | 2024-06-07 | FIP Engineering | Mochammad Fadhillah Hakim, | FIP Engineering | FIP-DOM-000-11304-OS00001-INA-000000 | PO Closed | GL2406053 | 2024-06-05 | 2024-06-05 | 2024-08-02
121701534-5 | 121701534 - APPROVED | 5 | P-12433-00 | Isolasi AC- Sansui | 10 | Pieces | IDR | 14000 | 140000 | 2024-06-07 | FIP Engineering | Mochammad Fadhillah Hakim, | FIP Engineering | FIP-DOM-000-11304-OS00001-INA-000000 | PO Closed | GL2406053 | 2024-06-05 | 2024-06-05 | 2024-08-02
121701534-6 | 121701534 - APPROVED | 6 | P-11991-00 | Cable ties CS 200L | 10 | Pieces | IDR | 34200 | 342000 | 2024-06-07 | FIP Engineering | Mochammad Fadhillah Hakim, | FIP Engineering | FIP-DOM-000-11304-OS00001-INA-000000 | PO Closed | GL2406053 | 2024-06-05 | 2024-06-05 | 2024-08-02
121701534-7 | 121701534 - APPROVED | 7 | O-19379-00 | Oli Refrigeration; Xaerus; XR 534-46; | 5 | Can | IDR | 1550000 | 7750000 | 2024-06-07 | FIP Engineering | Mochammad Fadhillah Hakim, | FIP Engineering | FIP-DOM-000-11304-OS00001-INA-000000 | PO Closed | GL2406053 | 2024-06-05 | 2024-06-05 | 2024-08-02
121701535-1 | 121701535 - APPROVED | 1 | P-14424-00 | Garam Kutreat RGN-9800F; ; ; 25Kg/zak | 150 | Kilogram | IDR | 9500 | 1425000 | 2024-06-07 | FIP Engineering | Mochammad Fadhillah Hakim, | FIP Engineering | FIP-DOM-000-11304-OS00001-INA-000000 | PO Closed | GL2406061 | 2024-06-05 | 2024-06-05 | 2024-08-02
121701542-1 | 121701542 - APPROVED | 1 | Q-70125-00 | Cordless Impact Wrench / Mesin Bor Impact Pembuka Baut Tanpa Kabel; Bosch; GDS 18C-400; pack size per set (baterai dan charger) | 1 | Set | IDR | 4680000 | 4680000 | 2024-06-09 | FIP General | Mochammad Fadhillah Hakim, | FIP Engineering | FIP-DOM-ENG-51404-0000000-INA-000000 | PO Closed | GL2406016 | 2024-06-07 | 2024-06-10 | 2024-06-21
121701542-2 | 121701542 - APPROVED | 2 | S-11400-00 | Kain Majun Ex HINGS Class AA | 20 | Kilogram | IDR | 39000 | 780000 | 2024-06-09 | FIP General | Mochammad Fadhillah Hakim, | FIP Engineering | FIP-DOM-ENG-51302-0000000-INA-000000 | PO Closed | GL2406386 | 2024-06-07 | 2024-06-10 | 2024-06-28
121701542-3 | 121701542 - APPROVED | 3 | S-11400-00 | Kain Majun Ex HINGS Class AA | 20 | Kilogram | IDR | 39000 | 780000 | 2024-06-09 | FIP General | Mochammad Fadhillah Hakim, | FIP Engineering | FIP-DOM-ENG-51302-0000000-INA-000000 | PO Closed | GL2406386 | 2024-06-07 | 2024-06-10 | 2024-06-28
121701542-4 | 121701542 - APPROVED | 4 | S-11400-00 | Kain Majun Ex HINGS Class AA | 20 | Kilogram | IDR | 39000 | 780000 | 2024-08-09 | FIP General | Mochammad Fadhillah Hakim, | FIP Engineering | FIP-DOM-ENG-51302-0000000-INA-000000 | PO Closed | GL2406386 | 2024-06-07 | 2024-06-10 | 2024-08-09
121701542-5 | 121701542 - APPROVED | 5 | S-20601-00 | Coverall dengan topi hoodie, 1 piece, Unione, Biru, 308, Fonko, 3XL; ; ; | 10 | Pieces | IDR | 207500 | 2075000 | 2024-10-09 | FIP General | Mochammad Fadhillah Hakim, | FIP Engineering | FIP-DOM-ENG-51202-0000000-INA-000000 | PO Closed | GL2406057 | 2024-06-07 | 2024-06-10 | 2024-07-22
121701542-6 | 121701542 - APPROVED | 6 | S-20600-00 | Coverall dengan topi hoodie, 1 piece, Unione, Biru, 308, Fonko, 2XL; ; ; | 20 | Pieces | IDR | 207500 | 4150000 | 2024-06-09 | FIP General | Mochammad Fadhillah Hakim, | FIP Engineering | FIP-DOM-ENG-51205-0000000-INA-000000 | PO Closed | GL2406057 | 2024-06-07 | 2024-06-10 | 2024-07-22
121701548-1 | 121701548 - APPROVED | 1 |  | PR Partisi Sementara New FD | 1 | Lot | IDR | 12211200 | 12211200 | 2024-06-12 | FIP General | Mochammad Fadhillah Hakim, | FIP Engineering | FIP-DOM-ENG-13402-BL24002-INA-000000 | PO Closed | GL2406056 | 2024-06-10 | 2024-06-11 | 2024-07-05
121701549-1 | 121701549 - APPROVED | 1 | S-60050-00 | Jasa Perbaikan dan Pemeliharaan Mesin Produksi; ; ; | 1 | Pieces | IDR | 5500000 | 5500000 | 2024-06-12 | FIP General | Mochammad Fadhillah Hakim, | FIP Engineering | FIP-DOM-ENG-51504-0000000-INA-000000 | PO Closed | GL2407035 | 2024-06-10 | 2024-06-10 | 2024-08-23
121701550-1 | 121701550 - APPROVED | 1 |  | PR PC Thermolab | 1 | Unit | IDR | 13340000 | 13340000 | 2024-06-12 | FIP General | Mochammad Fadhillah Hakim, | FIP Engineering | FIP-DOM-ENG-13408-IT24004-INA-000000 | PO Closed | GL2406064 | 2024-06-10 | 2024-06-11 | 2024-07-10
121701554-1 | 121701554 - APPROVED | 1 | O-19953-00 | Dudukan Cover Motor 243x320x550 mm, Mat SUS 304; Custom; ; | 1 | Unit | IDR | 3985000 | 3985000 | 2024-06-12 | FIP Engineering | Mochammad Fadhillah Hakim, | FIP Engineering | FIP-DOM-000-11304-OS00001-INA-000000 | PO Closed | GL2406029 | 2024-06-10 | 2024-06-13 | 2024-07-20
121701554-2 | 121701554 - APPROVED | 2 | O-19954-00 | Dudukan Sensor Counter 2x100x100 mm, Mat. SUS 304; Custom; ; | 1 | Pieces | IDR | 1385000 | 1385000 | 2024-06-12 | FIP Engineering | Mochammad Fadhillah Hakim, | FIP Engineering | FIP-DOM-000-11304-OS00001-INA-000000 | PO Closed | GL2406029 | 2024-06-10 | 2024-06-13 | 2024-07-20
121701555-1 | 121701555 - APPROVED | 1 | P-52975-00 | Limit Switch; EWIG; E8108 IP65; ; ; | 6 | Pieces | IDR | 110000 | 660000 | 2024-06-12 | FIP Engineering | Mochammad Fadhillah Hakim, | FIP Engineering | FIP-DOM-000-11304-OS00001-INA-000000 | PO Closed | GL2406040 | 2024-06-10 | 2024-06-11 | 2024-07-12
121701555-2 | 121701555 - APPROVED | 2 | O-52269-00 | Selenoid Valve 2 Way Brass, 24VDC, 1/2 inch; ; ; | 2 | Pieces | IDR | 675000 | 1350000 | 2024-06-12 | FIP Engineering | Mochammad Fadhillah Hakim, | FIP Engineering | FIP-DOM-000-11304-OS00001-INA-000000 | PO Closed | GL2406040 | 2024-06-10 | 2024-06-11 | 2024-07-12
121701556-1 | 121701556 - APPROVED | 1 | P-17645-00 | Sodium Hiphoclorite; ; ; ltr | 20 | Liter | IDR | 5000 | 100000 | 2024-06-12 | FIP Engineering | Mochammad Fadhillah Hakim, | FIP Engineering | FIP-DOM-000-11304-OS00001-INA-000000 | PO Closed | GL2406014 | 2024-06-10 | 2024-06-10 | 2024-06-30
121701558-1 | 121701558 - APPROVED | 1 | O-51827-00 | Autoclave Fedegari FVA/A1 - RTD (Resistance thermometer device) PT100 Code PM600114; ; ; | 3 | Unit | IDR | 2142000 | 6426000 | 2024-06-13 | FIP Engineering | Mochammad Fadhillah Hakim, | FIP Engineering | FIP-DOM-000-11304-OS00001-INA-000000 | PO Closed | GL2407029 | 2024-06-11 | 2024-06-11 | 2024-09-30
121701558-2 | 121701558 - APPROVED | 2 | O-51920-00 | Temperature sensor PT100, 4 wire, class AA, Duplex, c/w 10m silicon cable Radix RAC241-D-10-PN; ; ; | 3 | Unit | IDR | 3182147 | 9546440 | 2024-06-13 | FIP Engineering | Mochammad Fadhillah Hakim, | FIP Engineering | FIP-DOM-000-11304-OS00001-INA-000000 | PO Closed | GL2407031 | 2024-06-11 | 2024-06-11 | 2024-10-13
121701559-1 | 121701559 - APPROVED | 1 | T-20398-00 | In-Line Filter Assembly; Waters; Part No. WAT035190; 1pc | 3 | Pack | IDR | 1740000 | 5220000 | 2024-06-13 | FIP General | Mochammad Fadhillah Hakim, | FIP Engineering | FIP-DOM-ENG-51505-0000000-INA-000000 | PO Closed | GL2406389 | 2024-06-11 | 2024-06-11 | 2024-08-02
121701560-1 | 121701560 - APPROVED | 1 | Q-10130-00 | TOTO - Kran Wastafel Faucet TX 126 LE | 3 | Pieces | IDR | 1363250 | 4089750 | 2024-06-13 | FIP General | Mochammad Fadhillah Hakim, | FIP Engineering | FIP-DOM-ENG-51502-0000000-INA-000000 | PO Closed | GL2406018 | 2024-06-11 | 2024-06-11 | 2024-07-08
121701560-2 | 121701560 - APPROVED | 2 | P-14877-00 | Kabel NYYHY 3x2,5mm; ; ; | 100 | Meter | IDR | 23500 | 2350000 | 2024-06-13 | FIP General | Mochammad Fadhillah Hakim, | FIP Engineering | FIP-DOM-ENG-51504-0000000-INA-000000 | PO Closed | GL2407411 | 2024-06-11 | 2024-06-11 | 2024-08-23
121701560-3 | 121701560 - APPROVED | 3 | P-54190-00 | Stop Kontak IP55 16A; Legrand; ; | 5 | Pieces | IDR | 185000 | 925000 | 2024-06-13 | FIP Engineering | Mochammad Fadhillah Hakim, | FIP Engineering | FIP-DOM-000-11304-OS00001-INA-000000 | PO Closed | GL2407034 | 2024-06-11 | 2024-06-11 | 2024-08-25
121701562-1 | 121701562 - APPROVED | 1 |  | PR Tools GEA 1 | 1 | Pieces | IDR | 3517800 | 3517800 | 2024-06-13 | FIP General | Mochammad Fadhillah Hakim, | FIP Engineering | FIP-DOM-ENG-13409-MC24017-INA-000000 | PO Closed | GL2407001 | 2024-06-11 | 2024-06-13 | 2024-07-05
121701564-1 | 121701564 - APPROVED | 1 | S-60002-00 | Jasa Perbaikan dan Pemeliharaan Mesin Utility | 1 | Lot | IDR | 7925500 | 7925500 | 2024-06-14 | FIP General | Mochammad Fadhillah Hakim, | FIP Engineering | FIP-DOM-ENG-51508-OS00001-INA-000000 | PO Closed |  | 2024-06-12 | 2024-06-18
121701565-2 | 121701565 - APPROVED | 2 | P-51736-00 | Kabel UTP isi 8 Cat 5e merk BELDEN; ; ; | 2 | Roll | IDR | 1850000 | 3700000 | 2024-06-20 | FIP Engineering | Mochammad Fadhillah Hakim, | FIP Engineering | FIP-DOM-000-11304-OS00001-INA-000000 | PO Closed | GL2407030 | 2024-06-12 | 2024-06-19 | 2024-08-23
121701583-1 | 121701583 - APPROVED | 1 | Q-10947-00 | Plastik Cor Bagunan; ; ; | 1 | Pieces | IDR | 210000 | 210000 | 2024-06-20 | FIP General | Mochammad Fadhillah Hakim, | FIP Engineering | FIP-DOM-ENG-51502-0000000-INA-000000 | PO Closed | GL2406018 | 2024-06-18 | 2024-06-19 | 2024-07-08
121701590-1 | 121701590 - APPROVED | 1 | P-52579-00 | Dosing Pump (Peristaltic Pump) 24 VDC 0-19 ml/min RZ1030-BX; ; ; | 1 | Unit | IDR | 4000000 | 4000000 | 2024-06-23 | FIP Engineering | Mochammad Fadhillah Hakim, | FIP Engineering | FIP-DOM-000-11304-OS00001-INA-000000 | PO Closed | GL2407030 | 2024-06-21 | 2024-06-21 | 2024-08-23
121701595-1 | 121701595 - APPROVED | 1 | P-52844-00 | Doshing Pump BT4B Merk Prominent; ; ; | 1 | Pieces | IDR | 18500000 | 18500000 | 2024-06-26 | FIP Engineering | Mochammad Fadhillah Hakim, | FIP Engineering | FIP-DOM-000-11304-OS00001-INA-000000 | PO Closed | GL2407004 | 2024-06-24 | 2024-06-25 | 2024-07-29
121701601-1 | 121701601 - APPROVED | 1 |  | PR Printer GMP | 1 | Unit | IDR | 5950000 | 5950000 | 2024-06-28 | FIP General | Mochammad Fadhillah Hakim, | FIP Engineering | FIP-DOM-ENG-13408-IT24004-INA-000000 | PO Closed | GL2406058 | 2024-06-26 | 2024-06-26 | 2024-07-03
121701602-1 | 121701602 - APPROVED | 1 | O-18356-00 | Pipa Ornamen 2.5 Inch; ; ;; ; ; | 12 | Meter | IDR | 219166 | 2629992 | 2024-06-29 | FIP Engineering | Mochammad Fadhillah Hakim, | FIP Engineering | FIP-DOM-000-11304-OS00001-INA-000000 | PO Closed | GL2407003 | 2024-06-27 | 2024-06-27 | 2024-07-29
121701603-1 | 121701603 - APPROVED | 1 | P-52844-00 | Doshing Pump BT4B Merk Prominent; ; ; | 1 | Pieces | IDR | 17850000 | 17850000 | 2024-06-29 | FIP Engineering | Mochammad Fadhillah Hakim, | FIP Engineering | FIP-DOM-000-11304-OS00001-INA-000000 | PO Closed | GL2407004 | 2024-06-27 | 2024-06-27 | 2024-07-29
121701606-1 | 121701606 - APPROVED | 1 | S-60050-00 | Jasa Perbaikan dan Pemeliharaan Mesin Produksi; ; ; | 2 | Pieces | IDR | 885000 | 1770000 | 2024-07-03 | FIP General | Mochammad Fadhillah Hakim, | FIP Engineering | FIP-DOM-ENG-51504-0000000-INA-000000 | PO Closed | GL2407021 | 2024-07-01 | 2024-07-01 | 2024-08-02
121701608-1 | 121701608 - APPROVED | 1 | S-62027-00 | Gas Nitrogen (N2); 6 M3; Refill; Ultra High Purity (UHP); Purity ? 99.999% | 3 | Tube | IDR | 225000 | 675000 | 2024-07-03 | FIP General | Mochammad Fadhillah Hakim, | FIP Engineering | FIP-DOM-ENG-51409-0000000-INA-000000 | PO Closed | GL2408420 | 2024-07-01 | 2024-07-01 | 2024-08-09
121701609-1 | 121701609 - APPROVED | 1 | S-62023-00 | Gas Nitrogen 1; Alphagaz; ; | 1 | Unit | IDR | 370000 | 370000 | 2024-07-03 | FIP General | Mochammad Fadhillah Hakim, | FIP Engineering | FIP-DOM-ENG-51409-0000000-INA-000000 | PO Closed | GL2407037 | 2024-07-01 | 2024-07-01 | 2024-08-06
121701621-1 | 121701621 - APPROVED | 1 | S-62023-00 | Gas Nitrogen 1; Alphagaz; ; | 4 | Unit | IDR | 370000 | 1480000 | 2024-07-07 | FIP General | Mochammad Fadhillah Hakim, | FIP Engineering | FIP-DOM-ENG-51409-0000000-INA-000000 | PO Closed | GL2407037 | 2024-07-05 | 2024-07-05 | 2024-08-06
121701622-1 | 121701622 - APPROVED | 1 |  | Carbon Molecular Sieve 255 KG | 1 | Unit | IDR | 122625000 | 122625000 | 2024-07-07 | FIP General | Mochammad Fadhillah Hakim, | FIP Engineering | FIP-DOM-ENG-51504-MC24028-INA-000000 | PO Closed | GL2407027 | 2024-07-05 | 2024-07-08 | 2024-09-20
121701625-1 | 121701625 - APPROVED | 1 | O-53093-00 | FD S/N MBE1207 - Amplifier SE3AN21RS1603; Aron; ; | 1 | Pieces | IDR | 23600000 | 23600000 | 2024-07-10 | FIP Engineering | Mochammad Fadhillah Hakim, | FIP Engineering | FIP-DOM-000-11304-OS00001-INA-000000 | PO Closed | GL2407009 | 2024-07-08 | 2024-07-09 | 2024-10-30
121701625-2 | 121701625 - APPROVED | 2 | O-53094-00 | FD S/N MBE1207 - Pressure Switch IPN-350 ISO; ; EB02-00063; | 1 | Pieces | IDR | 6371640 | 6371640 | 2024-07-10 | FIP Engineering | Mochammad Fadhillah Hakim, | FIP Engineering | FIP-DOM-000-11304-OS00001-INA-000000 | PO Closed | GL2407009 | 2024-07-08 | 2024-07-09 | 2024-10-30
121701625-3 | 121701625 - APPROVED | 3 | O-19981-00 | FD S/N MBE1207 - Proportional Directional Valve DSE3F-A08/11N-D12K1; Duplomatic; EB02-00380; | 2 | Pieces | IDR | 32074680 | 64149360 | 2024-07-10 | FIP Engineering | Mochammad Fadhillah Hakim, | FIP Engineering | FIP-DOM-000-11304-OS00001-INA-000000 | PO Closed | GL2407009 | 2024-07-08 | 2024-07-09 | 2024-10-30
121701625-4 | 121701625 - APPROVED | 4 | O-53095-00 | FD S/N MBE1207 - Electric Control Lock DTDF MCN224; SUN; EB02-00535; | 2 | Pieces | IDR | 11074305 | 22148610 | 2024-07-10 | FIP Engineering | Mochammad Fadhillah Hakim, | FIP Engineering | FIP-DOM-000-11304-OS00001-INA-000000 | PO Closed | GL2407009 | 2024-07-08 | 2024-07-09 | 2024-10-30
121701625-5 | 121701625 - APPROVED | 5 | O-19983-00 | FD S/N MBE1207 - Pneumatic Ball Valve WA 100DM G1/4 inch Double Action; ; EB14-00098; | 1 | Pieces | IDR | 12183105 | 12183105 | 2024-07-10 | FIP Engineering | Mochammad Fadhillah Hakim, | FIP Engineering | FIP-DOM-000-11304-OS00001-INA-000000 | PO Closed | GL2407009 | 2024-07-08 | 2024-07-09 | 2024-10-30
121701625-6 | 121701625 - APPROVED | 6 | O-53096-00 | FD S/N MBE1207 - Proximity Switch E2E-XB1D12 2M; Omron; EB22-00837; | 2 | Pieces | IDR | 819225 | 1638450 | 2024-07-10 | FIP Engineering | Mochammad Fadhillah Hakim, | FIP Engineering | FIP-DOM-000-11304-OS00001-INA-000000 | PO Closed | GL2407009 | 2024-07-08 | 2024-07-09 | 2024-10-30
121701626-1 | 121701626 - APPROVED | 1 | O-19982-00 | FD S/N MBE1207 - Directional Valve XDC3C03N1FS42; Aron; ; | 2 | Pieces | IDR | 25200000 | 50400000 | 2024-07-10 | FIP Engineering | Mochammad Fadhillah Hakim, | FIP Engineering | FIP-DOM-000-11304-OS00001-INA-000000 | PO Closed | GL2407014 | 2024-07-08 | 2024-07-09 | 2024-08-15
121701626-2 | 121701626 - APPROVED | 2 | O-53093-00 | FD S/N MBE1207 - Amplifier SE3AN21RS1603; Aron; ; | 1 | Pieces | IDR | 23600000 | 23600000 | 2024-07-10 | FIP Engineering | Mochammad Fadhillah Hakim, | FIP Engineering | FIP-DOM-000-11304-OS00001-INA-000000 | PO Closed | GL2407014 | 2024-07-08 | 2024-07-09 | 2024-08-15
121701633-1 | 121701633 - APPROVED | 1 | T-80965-00 | Epson Tinta 003 black for Epson L3110; Epson; ; pc | 2 | Pieces | IDR | 100000 | 200000 | 2024-07-11 | FIP General | Mochammad Fadhillah Hakim, | FIP Engineering | FIP-DOM-ENG-51411-0000000-INA-000000 | PO Closed | GL2407040 | 2024-07-09 | 2024-07-11 | 2024-08-13
121701633-2 | 121701633 - APPROVED | 2 | T-81111-00 | Epson Tinta 003 Magenta for Epson L3110; Epson; ; | 1 | Pieces | IDR | 100000 | 100000 | 2024-07-11 | FIP General | Mochammad Fadhillah Hakim, | FIP Engineering | FIP-DOM-ENG-51411-0000000-INA-000000 | PO Closed | GL2407040 | 2024-07-09 | 2024-07-11 | 2024-08-13
121701633-3 | 121701633 - APPROVED | 3 | T-81109-00 | Epson Tinta 003 Blue for Epson; Epson; ; pieces | 1 | Pieces | IDR | 100000 | 100000 | 2024-07-11 | FIP General | Mochammad Fadhillah Hakim, | FIP Engineering | FIP-DOM-ENG-51411-0000000-INA-000000 | PO Closed | GL2407040 | 2024-07-09 | 2024-07-11 | 2024-08-13
121701635-1 | 121701635 - APPROVED | 1 | P-11422-00 | Selang Festo Pun-H-10x1.5 / Blue NR : 197386 | 50 | Meter | IDR | 29854 | 1492700 | 2024-07-12 | FIP Engineering | Mochammad Fadhillah Hakim, | FIP Engineering | FIP-DOM-000-11304-OS00001-INA-000000 | PO Closed | GL2407020 | 2024-07-10 | 2024-07-11 | 2024-07-29
121701635-2 | 121701635 - APPROVED | 2 | P-11424-00 | Selang Festo Pun-H-12x2 Blue 2 x 50 m | 100 | Meter | IDR | 41561 | 4156100 | 2024-07-12 | FIP Engineering | Mochammad Fadhillah Hakim, | FIP Engineering | FIP-DOM-000-11304-OS00001-INA-000000 | PO Closed | GL2407020 | 2024-07-10 | 2024-07-11 | 2024-07-29
121701635-3 | 121701635 - APPROVED | 3 | P-11431-00 | Selang Festo Pun-H-8x1.25 mm Blue NR : 197385 | 50 | Meter | IDR | 19903 | 995150 | 2024-07-12 | FIP Engineering | Mochammad Fadhillah Hakim, | FIP Engineering | FIP-DOM-000-11304-OS00001-INA-000000 | PO Closed | GL2407020 | 2024-07-10 | 2024-07-11 | 2024-07-29
121701635-4 | 121701635 - APPROVED | 4 | P-12258-00 | FESTO - Push In Connector QS-10-10 | 10 | Pieces | IDR | 70566 | 705660 | 2024-07-12 | FIP Engineering | Mochammad Fadhillah Hakim, | FIP Engineering | FIP-DOM-000-11304-OS00001-INA-000000 | PO Closed | GL2408423 | 2024-07-10 | 2024-07-11 | 2024-10-02
121701636-1 | 121701636 - APPROVED | 1 | Q-10249-00 | Lem Power Glue; ; ; | 30 | Pieces | IDR | 5000 | 150000 | 2024-07-12 | FIP Engineering | Mochammad Fadhillah Hakim, | FIP Engineering | FIP-DOM-000-11304-OS00001-INA-000000 | PO Closed | GL2408039 | 2024-07-10 | 2024-07-10 | 2024-09-06
121701636-2 | 121701636 - APPROVED | 2 | Q-60502-00 | Silicone Sealant, Silglaze, Type N10 White, pack size per pcs | 10 | Pieces | IDR | 42500 | 425000 | 2024-07-12 | FIP Engineering | Mochammad Fadhillah Hakim, | FIP Engineering | FIP-DOM-000-11304-OS00001-INA-000000 | PO Closed | GL2408015 | 2024-07-10 | 2024-07-10 | 2024-08-30
121701636-3 | 121701636 - APPROVED | 3 | Q-10128-00 | Thinner Super End/Impala @ 1 Liter | 4 | Pieces | IDR | 166500 | 666000 | 2024-07-12 | FIP Engineering | Mochammad Fadhillah Hakim, | FIP Engineering | FIP-DOM-000-11304-OS00001-INA-000000 | PO Closed | GL2408018 | 2024-07-10 | 2024-07-10 | 2024-08-19
121701637-1 | 121701637 - APPROVED | 1 | O-15931-00 | Double Tape 3M 1" Merah - P/N : - pc | 10 | Pieces | IDR | 78500 | 785000 | 2024-07-12 | FIP Engineering | Mochammad Fadhillah Hakim, | FIP Engineering | FIP-DOM-000-11304-OS00001-INA-000000 | PO Closed | GL2408011 | 2024-07-10 | 2024-07-10 | 2024-10-08
121701637-2 | 121701637 - APPROVED | 2 | P-15852-00 | AMPLAS EAGLE 500 | 30 | Pieces | IDR | 5800 | 174000 | 2024-07-12 | FIP Engineering | Mochammad Fadhillah Hakim, | FIP Engineering | FIP-DOM-000-11304-OS00001-INA-000000 | PO Closed | GL2408011 | 2024-07-10 | 2024-07-10 | 2024-10-08
121701638-1 | 121701638 - APPROVED | 1 | S-60050-00 | Jasa Perbaikan dan Pemeliharaan Mesin Produksi; ; ; | 1 | Pieces | IDR | 7500000 | 7500000 | 2024-07-12 | FIP General | Mochammad Fadhillah Hakim, | FIP Engineering | FIP-DOM-ENG-51504-0000000-INA-000000 | PO Closed | GL2407035 | 2024-07-10 | 2024-07-11 | 2024-08-23
121701639-1 | 121701639 - APPROVED | 1 | S-60050-00 | Jasa Perbaikan dan Pemeliharaan Mesin Produksi; ; ; | 1 | Pieces | IDR | 47500000 | 47500000 | 2024-07-12 | FIP General | Mochammad Fadhillah Hakim, | FIP Engineering | FIP-DOM-ENG-51504-0000000-INA-000000 | PO Closed |  | 2024-07-10 | 2024-07-12
121701640-1 | 121701640 - APPROVED | 1 | R-62025-00 | UPS; ; ; | 1 | Unit | IDR | 47800000 | 47800000 | 2024-07-13 | FIP General | Mochammad Fadhillah Hakim, | FIP Engineering | FIP-DOM-ENG-13408-IT24004-INA-000000 | PO Closed | GL2407022 | 2024-07-11 | 2024-07-12 | 2024-10-11
121701646-1 | 121701646 - APPROVED | 1 | P-11164-00 | Pneumatic Fitting - QS 1/2-10 / PN : 190646 / Festo | 5 | Pieces | IDR | 85000 | 425000 | 2024-07-13 | FIP Engineering | Mochammad Fadhillah Hakim, | FIP Engineering | FIP-DOM-000-11304-OS00001-INA-000000 | PO Closed | GL2408423 | 2024-07-11 | 2024-07-12 | 2024-10-02
121701646-2 | 121701646 - APPROVED | 2 | P-11165-00 | Pneumatic Fitting - QS 1/2-12 / PN : 153010 / Festo | 5 | Pieces | IDR | 90000 | 450000 | 2024-07-13 | FIP Engineering | Mochammad Fadhillah Hakim, | FIP Engineering | FIP-DOM-000-11304-OS00001-INA-000000 | PO Closed | GL2408423 | 2024-07-11 | 2024-07-12 | 2024-10-02
121701646-3 | 121701646 - APPROVED | 3 | P-11173-00 | Pneumatic Fitting - QS 10 / Festo | 5 | Pieces | IDR | 90000 | 450000 | 2024-07-13 | FIP Engineering | Mochammad Fadhillah Hakim, | FIP Engineering | FIP-DOM-000-11304-OS00001-INA-000000 | PO Closed | GL2408423 | 2024-07-11 | 2024-07-12 | 2024-10-02
121701646-4 | 121701646 - APPROVED | 4 | P-11175-00 | Pneumatic Fitting - QS 10-8 / PN : 153039 / Festo | 5 | Pieces | IDR | 63220 | 316100 | 2024-07-13 | FIP Engineering | Mochammad Fadhillah Hakim, | FIP Engineering | FIP-DOM-000-11304-OS00001-INA-000000 | PO Closed | GL2408423 | 2024-07-11 | 2024-07-12 | 2024-10-02
121701646-5 | 121701646 - APPROVED | 5 | P-11176-00 | Pneumatic Fitting - QS 12 / PN : 153035 / Festo | 5 | Pieces | IDR | 100000 | 500000 | 2024-07-13 | FIP Engineering | Mochammad Fadhillah Hakim, | FIP Engineering | FIP-DOM-000-11304-OS00001-INA-000000 | PO Closed | GL2408423 | 2024-07-11 | 2024-07-12 | 2024-10-02
121701646-6 | 121701646 - APPROVED | 6 | P-11182-00 | Pneumatic Fitting - QS 6 / Festo | 5 | Pieces | IDR | 60000 | 300000 | 2024-07-13 | FIP Engineering | Mochammad Fadhillah Hakim, | FIP Engineering | FIP-DOM-000-11304-OS00001-INA-000000 | PO Closed | GL2408423 | 2024-07-11 | 2024-07-12 | 2024-10-02
121701646-7 | 121701646 - APPROVED | 7 | P-11184-00 | Pneumatic Fitting - QS 8 / PN : 153033 / Festo | 5 | Pieces | IDR | 60000 | 300000 | 2024-07-13 | FIP Engineering | Mochammad Fadhillah Hakim, | FIP Engineering | FIP-DOM-000-11304-OS00001-INA-000000 | PO Closed | GL2408423 | 2024-07-11 | 2024-07-12 | 2024-10-02
121701646-8 | 121701646 - APPROVED | 8 | P-11185-00 | Pneumatic Fitting - QS 8-6 / Festo | 5 | Pieces | IDR | 47707 | 238535 | 2024-07-13 | FIP Engineering | Mochammad Fadhillah Hakim, | FIP Engineering | FIP-DOM-000-11304-OS00001-INA-000000 | PO Closed | GL2408423 | 2024-07-11 | 2024-07-12 | 2024-10-02
121701646-9 | 121701646 - APPROVED | 9 | O-13508-00 | Pneumatic Fitting - QS 8-6 FESTO P/N : - pc | 5 | Pieces | IDR | 48647 | 243235 | 2024-07-13 | FIP Engineering | Mochammad Fadhillah Hakim, | FIP Engineering | FIP-DOM-000-11304-OS00001-INA-000000 | PO Closed | GL2408423 | 2024-07-11 | 2024-07-12 | 2024-10-02
121701646-10 | 121701646 - APPROVED | 10 | O-13510-00 | Pneumatic Fitting - QS 12-10 FESTO P/N : - pc | 5 | Pieces | IDR | 66439 | 332195 | 2024-07-13 | FIP Engineering | Mochammad Fadhillah Hakim, | FIP Engineering | FIP-DOM-000-11304-OS00001-INA-000000 | PO Closed | GL2407020 | 2024-07-11 | 2024-07-12 | 2024-07-29
121701646-11 | 121701646 - APPROVED | 11 | P-19233-00 | Fitting QS 1/2 x 8mm; EMC; ; | 5 | Pieces | IDR | 23500 | 117500 | 2024-07-13 | FIP Engineering | Mochammad Fadhillah Hakim, | FIP Engineering | FIP-DOM-000-11304-OS00001-INA-000000 | PO Closed | GL2408011 | 2024-07-11 | 2024-07-12 | 2024-10-08
121701646-12 | 121701646 - APPROVED | 12 | O-13505-00 | Pneumatic Fitting - QST 10, FESTO P/N : - pc | 5 | Pieces | IDR | 103944 | 519720 | 2024-07-13 | FIP Engineering | Mochammad Fadhillah Hakim, | FIP Engineering | FIP-DOM-000-11304-OS00001-INA-000000 | PO Closed | GL2408423 | 2024-07-11 | 2024-07-12 | 2024-10-02
121701646-13 | 121701646 - APPROVED | 13 | P-11227-00 | Pneumatic Fitting - QST 6 / Festo | 5 | Pieces | IDR | 80000 | 400000 | 2024-07-13 | FIP Engineering | Mochammad Fadhillah Hakim, | FIP Engineering | FIP-DOM-000-11304-OS00001-INA-000000 | PO Closed | GL2408423 | 2024-07-11 | 2024-07-12 | 2024-10-02
121701646-14 | 121701646 - APPROVED | 14 | P-11228-00 | Pneumatic Fitting - QST 8 / PN : 153130 / Festo | 5 | Pieces | IDR | 100000 | 500000 | 2024-07-13 | FIP Engineering | Mochammad Fadhillah Hakim, | FIP Engineering | FIP-DOM-000-11304-OS00001-INA-000000 | PO Closed | GL2408423 | 2024-07-11 | 2024-07-12 | 2024-10-02
121701646-15 | 121701646 - APPROVED | 15 | P-14245-00 | Manual valve HE-2-QS-8 FESTO; ; ; | 5 | Pieces | IDR | 293759 | 1468795 | 2024-07-13 | FIP Engineering | Mochammad Fadhillah Hakim, | FIP Engineering | FIP-DOM-000-11304-OS00001-INA-000000 | PO Closed | GL2408423 | 2024-07-11 | 2024-07-12 | 2024-10-02
121701646-16 | 121701646 - APPROVED | 16 | P-13650-00 | Manual Valve HE-2-QS-6; FESTO; ; | 5 | Pieces | IDR | 270812 | 1354060 | 2024-07-13 | FIP Engineering | Mochammad Fadhillah Hakim, | FIP Engineering | FIP-DOM-000-11304-OS00001-INA-000000 | PO Closed | GL2408423 | 2024-07-11 | 2024-07-12 | 2024-10-02
121701646-17 | 121701646 - APPROVED | 17 | P-19255-00 | Plastic Tubing PUN-H-14x2-BL; Festo; 570386; | 50 | Meter | IDR | 60586 | 3029300 | 2024-07-13 | FIP Engineering | Mochammad Fadhillah Hakim, | FIP Engineering | FIP-DOM-000-11304-OS00001-INA-000000 | PO Closed | GL2407020 | 2024-07-11 | 2024-07-12 | 2024-07-29
121701650-1 | 121701650 - APPROVED | 1 | P-52590-00 | Heater Duchting DIA.11.2 x 300mm 220 V 5000 W; ; ; | 3 | Pieces | IDR | 830000 | 2490000 | 2024-07-17 | FIP Engineering | Mochammad Fadhillah Hakim, | FIP Engineering | FIP-DOM-000-11304-OS00001-INA-000000 | PO Closed | GL2408014 | 2024-07-15 | 2024-07-15 | 2024-10-09
121701656-1 | 121701656 - APPROVED | 1 | P-15449-00 | Flowmeter Mfg : Dwyer; Type : RMA-1-SSV-ARB; Range : 0.05-0.4 SCFH AIR; ; ; | 2 | Unit | IDR | 1232500 | 2465000 | 2024-07-24 | FIP General | Mochammad Fadhillah Hakim, | FIP Engineering | FIP-DOM-ENG-51404-0000000-INA-000000 | PO Closed | GL2408052 | 2024-07-18 | 2024-07-23 | 2024-09-30
121701658-1 | 121701658 - APPROVED | 1 | T-80373-00 | Plakband Bening 2 inch | 15 | Roll | IDR | 7500 | 112500 | 2024-07-21 | FIP General | Mochammad Fadhillah Hakim, | FIP Engineering | FIP-DOM-ENG-51411-0000000-INA-000000 | PO Closed | GL2407042 | 2024-07-19 | 2024-07-19 | 2024-08-13
121701658-2 | 121701658 - APPROVED | 2 | T-80376-00 | Plakband Hitam 2 inch | 7 | Roll | IDR | 13000 | 91000 | 2024-07-21 | FIP General | Mochammad Fadhillah Hakim, | FIP Engineering | FIP-DOM-ENG-51411-0000000-INA-000000 | PO Closed | GL2407042 | 2024-07-19 | 2024-07-19 | 2024-08-13
121701658-3 | 121701658 - APPROVED | 3 | T-80732-00 | Plakban Lantai Merk 3M, ukuran 2 in x 36 yd, tebal 0.14 mm, Warna Kuning; 3M; ; | 5 | Roll | IDR | 85000 | 425000 | 2024-07-21 | FIP General | Mochammad Fadhillah Hakim, | FIP Engineering | FIP-DOM-ENG-51411-0000000-INA-000000 | PO Closed | GL2407042 | 2024-07-19 | 2024-07-19 | 2024-08-13
121701659-1 | 121701659 - APPROVED | 1 | P-19271-00 | Free Float Steam Trap 1/2 inch (DN15); TLV; J3X10; | 1 | Pieces | IDR | 5600000 | 5600000 | 2024-07-21 | FIP Engineering | Mochammad Fadhillah Hakim, | FIP Engineering | FIP-DOM-000-11304-OS00001-INA-000000 | PO Closed | GL2408010 | 2024-07-19 | 2024-07-25 | 2024-12-30
121701659-2 | 121701659 - APPROVED | 2 | P-19272-00 | Free Float Steam Trap 3/4 Inch (DN 20); TLV; J3X10; | 6 | Pieces | IDR | 5700000 | 34200000 | 2024-07-21 | FIP Engineering | Mochammad Fadhillah Hakim, | FIP Engineering | FIP-DOM-000-11304-OS00001-INA-000000 | PO Closed | GL2408010 | 2024-07-19 | 2024-07-25 | 2024-10-08
121701659-3 | 121701659 - APPROVED | 3 | P-19273-00 | Free Float Steam Trap 3/4 inch (DN 20); TLV; J5X10; | 1 | Pieces | IDR | 10300000 | 10300000 | 2024-07-21 | FIP Engineering | Mochammad Fadhillah Hakim, | FIP Engineering | FIP-DOM-000-11304-OS00001-INA-000000 | PO Closed | GL2408010 | 2024-07-19 | 2024-07-25 | 2024-10-08
121701659-4 | 121701659 - APPROVED | 4 | P-18472-00 | Thermostatic Steam Trap LV6-CE DN20 Stainless Steel; TLV; ; | 1 | Pieces | IDR | 7900000 | 7900000 | 2024-07-21 | FIP Engineering | Mochammad Fadhillah Hakim, | FIP Engineering | FIP-DOM-000-11304-OS00001-INA-000000 | PO Closed | GL2408010 | 2024-07-19 | 2024-07-25 | 2024-10-08
121701660-1 | 121701660 - APPROVED | 1 | O-13799-00 | Carbon Vanes VT4.40 INTIDAYA DINAMIKA SEJATI, PT P/N : - pc | 1 | Pieces | IDR | 11200000 | 11200000 | 2024-07-21 | FIP Engineering | Mochammad Fadhillah Hakim, | FIP Engineering | FIP-DOM-000-11304-OS00001-INA-000000 | PO Closed | GL2408012 | 2024-07-19 | 2024-07-22 | 2024-10-10
121701661-1 | 121701661 - APPROVED | 1 | P-13370-00 | Pulser SCR Heater Contoller; Regin; ; | 3 | Unit | IDR | 2887500 | 8662500 | 2024-07-21 | FIP Engineering | Mochammad Fadhillah Hakim, | FIP Engineering | FIP-DOM-000-11304-OS00001-INA-000000 | PO Closed | GL2408036 | 2024-07-19 | 2024-07-21 | 2024-11-16
121701662-1 | 121701662 - APPROVED | 1 | P-17645-00 | Sodium Hiphoclorite; ; ; ltr | 25 | Liter | IDR | 5000 | 125000 | 2024-08-30 | FIP Engineering | Mochammad Fadhillah Hakim, | FIP Engineering | FIP-DOM-000-11304-OS00001-INA-000000 | PO Closed | GL2408035 | 2024-07-23 | 2024-07-23 | 2024-10-31
121701662-2 | 121701662 - APPROVED | 2 | P-17645-00 | Sodium Hiphoclorite; ; ; ltr | 25 | Liter | IDR | 5000 | 125000 | 2024-11-29 | FIP Engineering | Mochammad Fadhillah Hakim, | FIP Engineering | FIP-DOM-000-11304-OS00001-INA-000000 | PO Closed | GL2408035 | 2024-07-23 | 2024-07-23 | 2024-10-31
121701663-1 | 121701663 - APPROVED | 1 | P-51559-00 | Lampu T5 14watt Putih; Phillips; ; | 100 | Pack | IDR | 38000 | 3800000 | 2024-08-30 | FIP Engineering | Mochammad Fadhillah Hakim, | FIP Engineering | FIP-DOM-000-11304-OS00001-INA-000000 | PO Closed | GL2408013 | 2024-07-23 | 2024-07-24 | 2024-10-04
121701663-2 | 121701663 - APPROVED | 2 | P-51559-00 | Lampu T5 14watt Putih; Phillips; ; | 100 | Pack | IDR | 38000 | 3800000 | 2024-11-29 | FIP Engineering | Mochammad Fadhillah Hakim, | FIP Engineering | FIP-DOM-000-11304-OS00001-INA-000000 | PO Closed | GL2408013 | 2024-07-23 | 2024-07-24 | 2024-10-04
121701663-3 | 121701663 - APPROVED | 3 | P-51560-00 | Lampu T5 28watt Putih; Phillips; ; | 70 | Pieces | IDR | 46500 | 3255000 | 2024-08-30 | FIP Engineering | Mochammad Fadhillah Hakim, | FIP Engineering | FIP-DOM-000-11304-OS00001-INA-000000 | PO Closed | GL2408013 | 2024-07-23 | 2024-07-24 | 2024-10-04
121701663-4 | 121701663 - APPROVED | 4 | P-51560-00 | Lampu T5 28watt Putih; Phillips; ; | 70 | Pieces | IDR | 46500 | 3255000 | 2024-11-29 | FIP Engineering | Mochammad Fadhillah Hakim, | FIP Engineering | FIP-DOM-000-11304-OS00001-INA-000000 | PO Closed | GL2408013 | 2024-07-23 | 2024-07-24 | 2024-10-04
121701663-5 | 121701663 - APPROVED | 5 | P-50140-00 | Battery UPS - Battery kering Merk YUASA 12V 9AH | 7 | Pieces | IDR | 600000 | 4200000 | 2024-08-30 | FIP Engineering | Mochammad Fadhillah Hakim, | FIP Engineering | FIP-DOM-000-11304-OS00001-INA-000000 | PO Closed | GL2408013 | 2024-07-23 | 2024-07-24 | 2024-10-04
121701663-6 | 121701663 - APPROVED | 6 | P-50140-00 | Battery UPS - Battery kering Merk YUASA 12V 9AH | 7 | Pieces | IDR | 600000 | 4200000 | 2024-11-29 | FIP Engineering | Mochammad Fadhillah Hakim, | FIP Engineering | FIP-DOM-000-11304-OS00001-INA-000000 | PO Closed | GL2408013 | 2024-07-23 | 2024-07-24 | 2024-10-04
121701663-7 | 121701663 - APPROVED | 7 | Q-60503-00 | Silicone Sealant, Silglaze, Type N10 Grey, pack size per pcs | 7 | Pieces | IDR | 42500 | 297500 | 2024-08-30 | FIP Engineering | Mochammad Fadhillah Hakim, | FIP Engineering | FIP-DOM-000-11304-OS00001-INA-000000 | PO Closed | GL2408015 | 2024-07-23 | 2024-07-24 | 2024-08-30
121701663-8 | 121701663 - APPROVED | 8 | Q-60503-00 | Silicone Sealant, Silglaze, Type N10 Grey, pack size per pcs | 7 | Pieces | IDR | 42500 | 297500 | 2024-11-29 | FIP Engineering | Mochammad Fadhillah Hakim, | FIP Engineering | FIP-DOM-000-11304-OS00001-INA-000000 | PO Closed | GL2408015 | 2024-07-23 | 2024-07-24 | 2024-11-29
121701663-9 | 121701663 - APPROVED | 9 | O-54013-00 | SOCKET RJ 45 CAT 5 | 12 | Pieces | IDR | 1500 | 18000 | 2024-08-30 | FIP Engineering | Mochammad Fadhillah Hakim, | FIP Engineering | FIP-DOM-000-11304-OS00001-INA-000000 | PO Closed | GL2408013 | 2024-07-23 | 2024-07-24 | 2024-10-04
121701663-10 | 121701663 - APPROVED | 10 | O-54013-00 | SOCKET RJ 45 CAT 5 | 12 | Pieces | IDR | 1500 | 18000 | 2024-11-29 | FIP Engineering | Mochammad Fadhillah Hakim, | FIP Engineering | FIP-DOM-000-11304-OS00001-INA-000000 | PO Closed | GL2408013 | 2024-07-23 | 2024-07-24 | 2024-10-04
121701664-1 | 121701664 - APPROVED | 1 | P-12433-00 | Isolasi AC- Sansui | 6 | Pieces | IDR | 14000 | 84000 | 2024-08-30 | FIP Engineering | Mochammad Fadhillah Hakim, | FIP Engineering | FIP-DOM-000-11304-OS00001-INA-000000 | PO Closed | GL2408013 | 2024-07-23 | 2024-07-23 | 2024-10-04
121701664-2 | 121701664 - APPROVED | 2 | P-12433-00 | Isolasi AC- Sansui | 6 | Pieces | IDR | 14000 | 84000 | 2024-11-29 | FIP Engineering | Mochammad Fadhillah Hakim, | FIP Engineering | FIP-DOM-000-11304-OS00001-INA-000000 | PO Closed | GL2408013 | 2024-07-23 | 2024-07-23 | 2024-10-04
121701664-5 | 121701664 - APPROVED | 5 | P-14379-00 | Gasket 3/4" /EPDM; ; ; | 3 | Pieces | IDR | 15000 | 45000 | 2024-08-30 | FIP Engineering | Mochammad Fadhillah Hakim, | FIP Engineering | FIP-DOM-000-11304-OS00001-INA-000000 | PO Closed | GL2408013 | 2024-07-23 | 2024-07-23 | 2024-10-04
121701664-6 | 121701664 - APPROVED | 6 | P-14379-00 | Gasket 3/4" /EPDM; ; ; | 3 | Pieces | IDR | 15000 | 45000 | 2024-07-25 | FIP Engineering | Mochammad Fadhillah Hakim, | FIP Engineering | FIP-DOM-000-11304-OS00001-INA-000000 | PO Closed | GL2408013 | 2024-07-23 | 2024-07-23 | 2024-10-04
121701664-7 | 121701664 - APPROVED | 7 | P-11694-00 | Mata Gerinda 4" | 2 | Pieces | IDR | 115000 | 230000 | 2024-08-30 | FIP General | Mochammad Fadhillah Hakim, | FIP Engineering | FIP-DOM-ENG-51404-0000000-INA-000000 | PO Closed | GL2408011 | 2024-07-23 | 2024-07-23 | 2024-10-08
121701664-8 | 121701664 - APPROVED | 8 | P-11694-00 | Mata Gerinda 4" | 2 | Pieces | IDR | 115000 | 230000 | 2024-11-29 | FIP General | Mochammad Fadhillah Hakim, | FIP Engineering | FIP-DOM-ENG-51404-0000000-INA-000000 | PO Closed | GL2408011 | 2024-07-23 | 2024-07-23 | 2024-10-08
121701664-9 | 121701664 - APPROVED | 9 | P-15851-00 | AMPLAS EAGLE 100 | 20 | Pieces | IDR | 5000 | 100000 | 2024-07-25 | FIP Engineering | Mochammad Fadhillah Hakim, | FIP Engineering | FIP-DOM-000-11304-OS00001-INA-000000 | PO Closed | GL2408031 | 2024-07-23 | 2024-07-23 | 2024-09-16
121701664-10 | 121701664 - APPROVED | 10 | P-15851-00 | AMPLAS EAGLE 100 | 20 | Pieces | IDR | 5000 | 100000 | 2024-07-25 | FIP Engineering | Mochammad Fadhillah Hakim, | FIP Engineering | FIP-DOM-000-11304-OS00001-INA-000000 | PO Closed | GL2408031 | 2024-07-23 | 2024-07-23 | 2024-09-16
121701665-1 | 121701665 - APPROVED | 1 | P-14455-00 | Filter IAF MBV Series (Medium Filter), efficiency : 80-85 %, Size: 24 x 24 x 12 inch; IAF; ; | 1 | Pieces | IDR | 1200000 | 1200000 | 2024-08-30 | FIP Engineering | Mochammad Fadhillah Hakim, | FIP Engineering | FIP-DOM-000-11304-OS00001-INA-000000 | PO Closed | GL2408037 | 2024-07-23 | 2024-07-24 | 2024-09-20
121701665-2 | 121701665 - APPROVED | 2 | P-14455-00 | Filter IAF MBV Series (Medium Filter), efficiency : 80-85 %, Size: 24 x 24 x 12 inch; IAF; ; | 1 | Pieces | IDR | 1200000 | 1200000 | 2024-07-25 | FIP Engineering | Mochammad Fadhillah Hakim, | FIP Engineering | FIP-DOM-000-11304-OS00001-INA-000000 | PO Closed | GL2408037 | 2024-07-23 | 2024-07-24 | 2024-09-20
121701665-3 | 121701665 - APPROVED | 3 | P-14456-00 | Filter IAF MBV Series (Medium Filter), efficiency : 80-85 %, Size: 12 x 24 x 12 inch; IAF; ; | 1 | Pieces | IDR | 800000 | 800000 | 2024-07-25 | FIP Engineering | Mochammad Fadhillah Hakim, | FIP Engineering | FIP-DOM-000-11304-OS00001-INA-000000 | PO Closed | GL2408037 | 2024-07-23 | 2024-07-24 | 2024-09-20
121701665-4 | 121701665 - APPROVED | 4 | P-14456-00 | Filter IAF MBV Series (Medium Filter), efficiency : 80-85 %, Size: 12 x 24 x 12 inch; IAF; ; | 1 | Pieces | IDR | 800000 | 800000 | 2024-07-25 | FIP Engineering | Mochammad Fadhillah Hakim, | FIP Engineering | FIP-DOM-000-11304-OS00001-INA-000000 | PO Closed | GL2408037 | 2024-07-23 | 2024-07-24 | 2024-09-20
121701666-1 | 121701666 - APPROVED | 1 | P-14424-00 | Garam Kutreat RGN-9800F; ; ; 25Kg/zak | 75 | Kilogram | IDR | 10200 | 765000 | 2024-08-30 | FIP Engineering | Mochammad Fadhillah Hakim, | FIP Engineering | FIP-DOM-000-11304-OS00001-INA-000000 | PO Closed | GL2408032 | 2024-07-23 | 2024-07-24 | 2024-09-16
121701666-2 | 121701666 - APPROVED | 2 | P-14424-00 | Garam Kutreat RGN-9800F; ; ; 25Kg/zak | 75 | Kilogram | IDR | 10200 | 765000 | 2024-11-29 | FIP Engineering | Mochammad Fadhillah Hakim, | FIP Engineering | FIP-DOM-000-11304-OS00001-INA-000000 | PO Closed | GL2408032 | 2024-07-23 | 2024-07-24 | 2024-09-16
121701667-1 | 121701667 - APPROVED | 1 | P-15862-00 | PAPER RECORD YOKOGAWA; FOLDING CHART B9565AW | 3 | Pieces | IDR | 230000 | 690000 | 2024-08-30 | FIP Engineering | Mochammad Fadhillah Hakim, | FIP Engineering | FIP-DOM-000-11304-OS00001-INA-000000 | PO Closed | GL2408049 | 2024-07-23 | 2024-07-24 | 2024-10-05
121701667-2 | 121701667 - APPROVED | 2 | P-15862-00 | PAPER RECORD YOKOGAWA; FOLDING CHART B9565AW | 3 | Pieces | IDR | 230000 | 690000 | 2024-11-29 | FIP Engineering | Mochammad Fadhillah Hakim, | FIP Engineering | FIP-DOM-000-11304-OS00001-INA-000000 | PO Closed | GL2408049 | 2024-07-23 | 2024-07-24 | 2024-10-05
121701669-1 | 121701669 - APPROVED | 1 | O-16647-00 | Washing RAR4 - Oring Silicone Merah 23x18x2.5 mm; ; ; | 40 | Pieces | IDR | 35000 | 1400000 | 2024-08-30 | FIP Engineering | Mochammad Fadhillah Hakim, | FIP Engineering | FIP-DOM-000-11304-OS00001-INA-000000 | PO Closed | GL2408011 | 2024-07-23 | 2024-07-24 | 2024-10-08
121701669-2 | 121701669 - APPROVED | 2 | O-16647-00 | Washing RAR4 - Oring Silicone Merah 23x18x2.5 mm; ; ; | 40 | Pieces | IDR | 35000 | 1400000 | 2024-11-29 | FIP Engineering | Mochammad Fadhillah Hakim, | FIP Engineering | FIP-DOM-000-11304-OS00001-INA-000000 | PO Closed | GL2408011 | 2024-07-23 | 2024-07-24 | 2024-10-08
121701669-3 | 121701669 - APPROVED | 3 | P-13389-00 | Scotch Brite 3M; ; ; | 20 | Pieces | IDR | 13500 | 270000 | 2024-08-30 | FIP Engineering | Mochammad Fadhillah Hakim, | FIP Engineering | FIP-DOM-000-11304-OS00001-INA-000000 | PO Closed | GL2408011 | 2024-07-23 | 2024-07-24 | 2024-10-08
121701669-4 | 121701669 - APPROVED | 4 | P-13389-00 | Scotch Brite 3M; ; ; | 20 | Pieces | IDR | 13500 | 270000 | 2024-11-29 | FIP Engineering | Mochammad Fadhillah Hakim, | FIP Engineering | FIP-DOM-000-11304-OS00001-INA-000000 | PO Closed | GL2408011 | 2024-07-23 | 2024-07-24 | 2024-10-08
121701669-5 | 121701669 - APPROVED | 5 | Q-10249-00 | Lem Power Glue; ; ; | 15 | Pieces | IDR | 5000 | 75000 | 2024-11-29 | FIP Engineering | Mochammad Fadhillah Hakim, | FIP Engineering | FIP-DOM-000-11304-OS00001-INA-000000 | PO Closed | GL2408039 | 2024-07-23 | 2024-07-24 | 2024-09-06
121701669-6 | 121701669 - APPROVED | 6 | Q-10249-00 | Lem Power Glue; ; ; | 15 | Pieces | IDR | 5000 | 75000 | 2024-08-30 | FIP Engineering | Mochammad Fadhillah Hakim, | FIP Engineering | FIP-DOM-000-11304-OS00001-INA-000000 | PO Closed | GL2408039 | 2024-07-23 | 2024-07-24 | 2024-09-06
121701669-7 | 121701669 - APPROVED | 7 | Q-10154-00 | Roller cat 230mm | 2 | Pieces | IDR | 37000 | 74000 | 2024-11-29 | FIP Engineering | Mochammad Fadhillah Hakim, | FIP Engineering | FIP-DOM-000-11304-OS00001-INA-000000 | PO Closed | GL2408017 | 2024-07-23 | 2024-07-24 | 2024-11-29
121701669-8 | 121701669 - APPROVED | 8 | Q-10154-00 | Roller cat 230mm | 2 | Pieces | IDR | 37000 | 74000 | 2024-08-30 | FIP Engineering | Mochammad Fadhillah Hakim, | FIP Engineering | FIP-DOM-000-11304-OS00001-INA-000000 | PO Closed | GL2408017 | 2024-07-23 | 2024-07-24 | 2024-08-30
121701669-9 | 121701669 - APPROVED | 9 | Q-10153-00 | Roller cat 110mm | 2 | Pieces | IDR | 27000 | 54000 | 2024-08-30 | FIP Engineering | Mochammad Fadhillah Hakim, | FIP Engineering | FIP-DOM-000-11304-OS00001-INA-000000 | PO Closed | GL2408017 | 2024-07-23 | 2024-07-24 | 2024-08-30
121701669-10 | 121701669 - APPROVED | 10 | Q-10153-00 | Roller cat 110mm | 2 | Pieces | IDR | 27000 | 54000 | 2024-11-29 | FIP Engineering | Mochammad Fadhillah Hakim, | FIP Engineering | FIP-DOM-000-11304-OS00001-INA-000000 | PO Closed | GL2408017 | 2024-07-23 | 2024-07-24 | 2024-11-29
121701670-1 | 121701670 - APPROVED | 1 | O-54014-00 | STEKER 1 PHASE, BROCO | 5 | Pieces | IDR | 11500 | 57500 | 2024-07-25 | FIP Engineering | Mochammad Fadhillah Hakim, | FIP Engineering | FIP-DOM-000-11304-OS00001-INA-000000 | PO Closed | GL2408011 | 2024-07-23 | 2024-07-24 | 2024-10-08
121701670-2 | 121701670 - APPROVED | 2 | O-54014-00 | STEKER 1 PHASE, BROCO | 5 | Pieces | IDR | 11500 | 57500 | 2024-07-25 | FIP Engineering | Mochammad Fadhillah Hakim, | FIP Engineering | FIP-DOM-000-11304-OS00001-INA-000000 | PO Closed | GL2408011 | 2024-07-23 | 2024-07-24 | 2024-10-08
121701670-3 | 121701670 - APPROVED | 3 | P-15852-00 | AMPLAS EAGLE 500 | 15 | Pieces | IDR | 5800 | 87000 | 2024-07-25 | FIP Engineering | Mochammad Fadhillah Hakim, | FIP Engineering | FIP-DOM-000-11304-OS00001-INA-000000 | PO Closed | GL2408034 | 2024-07-23 | 2024-07-24 | 2024-09-16
121701670-4 | 121701670 - APPROVED | 4 | P-15852-00 | AMPLAS EAGLE 500 | 15 | Pieces | IDR | 5800 | 87000 | 2024-07-25 | FIP Engineering | Mochammad Fadhillah Hakim, | FIP Engineering | FIP-DOM-000-11304-OS00001-INA-000000 | PO Closed | GL2408034 | 2024-07-23 | 2024-07-24 | 2024-09-16
121701670-5 | 121701670 - APPROVED | 5 | P-51027-00 | Isolasi Kabel SCOTCH super 33+ size: 19 mmx20x0.177 mm ( vinyl electric tape ) Black 3M | 6 | Pieces | IDR | 57000 | 342000 | 2024-07-25 | FIP Engineering | Mochammad Fadhillah Hakim, | FIP Engineering | FIP-DOM-000-11304-OS00001-INA-000000 | PO Closed | GL2408011 | 2024-07-23 | 2024-07-24 | 2024-10-08
121701670-6 | 121701670 - APPROVED | 6 | P-51027-00 | Isolasi Kabel SCOTCH super 33+ size: 19 mmx20x0.177 mm ( vinyl electric tape ) Black 3M | 6 | Pieces | IDR | 57000 | 342000 | 2024-07-25 | FIP Engineering | Mochammad Fadhillah Hakim, | FIP Engineering | FIP-DOM-000-11304-OS00001-INA-000000 | PO Closed | GL2408011 | 2024-07-23 | 2024-07-24 | 2024-10-08
121701670-7 | 121701670 - APPROVED | 7 | P-53169-00 | Ballast Electronic EB-C 228 TL5, 2x28W; Phillips; ; | 5 | Pieces | IDR | 165000 | 825000 | 2024-07-25 | FIP Engineering | Mochammad Fadhillah Hakim, | FIP Engineering | FIP-DOM-000-11304-OS00001-INA-000000 | PO Closed | GL2408011 | 2024-07-23 | 2024-07-24 | 2024-10-08
121701670-8 | 121701670 - APPROVED | 8 | P-53169-00 | Ballast Electronic EB-C 228 TL5, 2x28W; Phillips; ; | 5 | Pieces | IDR | 165000 | 825000 | 2024-07-25 | FIP Engineering | Mochammad Fadhillah Hakim, | FIP Engineering | FIP-DOM-000-11304-OS00001-INA-000000 | PO Closed | GL2408011 | 2024-07-23 | 2024-07-24 | 2024-10-08
121701671-1 | 121701671 - APPROVED | 1 | O-14640-00 | Silicone Gasket for Ferrule dia. 3/4" - P/N : - pc | 11 | Pieces | IDR | 11000 | 121000 | 2024-08-30 | FIP Engineering | Mochammad Fadhillah Hakim, | FIP Engineering | FIP-DOM-000-11304-OS00001-INA-000000 | PO Closed | GL2408051 | 2024-07-23 | 2024-07-24 | 2024-09-29
121701671-2 | 121701671 - APPROVED | 2 | O-14640-00 | Silicone Gasket for Ferrule dia. 3/4" - P/N : - pc | 11 | Pieces | IDR | 11000 | 121000 | 2024-11-29 | FIP Engineering | Mochammad Fadhillah Hakim, | FIP Engineering | FIP-DOM-000-11304-OS00001-INA-000000 | PO Closed | GL2408051 | 2024-07-23 | 2024-07-24 | 2024-09-29
121701676-1 | 121701676 - APPROVED | 1 | S-60050-00 | Jasa Perbaikan dan Pemeliharaan Mesin Produksi; ; ; | 1 | Pieces | IDR | 27485820 | 27485820 | 2024-07-27 | FIP General | Mochammad Fadhillah Hakim, | FIP Engineering | FIP-DOM-ENG-51504-0000000-INA-000000 | PO Closed |  | 2024-07-25 | 2024-07-26
121701681-1 | 121701681 - APPROVED | 1 | P-52991-00 | General - Water Heater Immersion 9 Element Dia 11,2 x 2000 mm, DIM A, 60 KW-220/380 V; Lokal; Type : MS-3DA48150; | 2 | Unit | IDR | 25250000 | 50500000 | 2024-07-28 | FIP Engineering | Mochammad Fadhillah Hakim, | FIP Engineering | FIP-DOM-000-11304-OS00001-INA-000000 | PO Closed | GL2408014 | 2024-07-26 | 2024-07-29 | 2024-10-09
121701682-1 | 121701682 - APPROVED | 1 | S-60002-00 | Jasa Perbaikan dan Pemeliharaan Mesin Utility | 1 | Lot | IDR | 2500000 | 2500000 | 2024-07-28 | FIP General | Mochammad Fadhillah Hakim, | FIP Engineering | FIP-DOM-ENG-51508-0000000-INA-000000 | PO Closed | GL2408014 | 2024-07-26 | 2024-08-09 | 2024-10-09
121701683-1 | 121701683 - APPROVED | 1 | P-52992-00 | General - Vertical Float Level Switch, 1A, 220VAC/DC or 24VDC; Wingel; VSS-2FJ-S2-L1100-FS45-0; | 2 | Unit | IDR | 3500000 | 7000000 | 2024-07-28 | FIP Engineering | Mochammad Fadhillah Hakim, | FIP Engineering | FIP-DOM-000-11304-OS00001-INA-000000 | PO Closed | GL2408023 | 2024-07-26 | 2024-08-01 | 2024-09-30
121701684-1 | 121701684 - APPROVED | 1 | P-18646-00 | Global Power Supply PN. 6R_SA2120-01C; ; ; | 1 | Pieces | IDR | 31000000 | 31000000 | 2024-07-28 | FIP Engineering | Mochammad Fadhillah Hakim, | FIP Engineering | FIP-DOM-000-11304-OS00001-INA-000000 | PO Closed | GL2409029 | 2024-07-26 | 2024-08-09 | 2024-11-10
121701684-2 | 121701684 - APPROVED | 2 | S-60002-00 | Jasa Perbaikan dan Pemeliharaan Mesin Utility | 1 | Lot | IDR | 800000 | 800000 | 2024-07-28 | FIP General | Mochammad Fadhillah Hakim, | FIP Engineering | FIP-DOM-ENG-51508-0000000-INA-000000 | PO Closed | GL2409029 | 2024-07-26 | 2024-08-09 | 2024-11-10
121701685-1 | 121701685 - APPROVED | 1 | T-80635-00 | Kertas HVS A4 70 gram; ; ; | 10 | Rim | IDR | 33000 | 330000 | 2024-07-28 | FIP General | Mochammad Fadhillah Hakim, | FIP Engineering | FIP-DOM-ENG-51411-0000000-INA-000000 | PO Closed | GL2408025 | 2024-07-26 | 2024-08-01 | 2024-08-28
121701685-2 | 121701685 - APPROVED | 2 | T-80731-00 | Laminating Film JOYKO A4 220 X 308 MM 100 micron (100 sheets per pack); JOYKO; LF100-2231; 100 sheets per pack | 6 | Pack | IDR | 100000 | 600000 | 2024-07-28 | FIP General | Mochammad Fadhillah Hakim, | FIP Engineering | FIP-DOM-ENG-51411-0000000-INA-000000 | PO Closed | GL2408028 | 2024-07-26 | 2024-08-01 | 2024-08-28
121701685-3 | 121701685 - APPROVED | 3 | T-80169-00 | Double Tape 1 inch | 3 | Roll | IDR | 5000 | 15000 | 2024-07-28 | FIP General | Mochammad Fadhillah Hakim, | FIP Engineering | FIP-DOM-ENG-51411-0000000-INA-000000 | PO Closed | GL2408028 | 2024-07-26 | 2024-08-01 | 2024-08-28
121701685-4 | 121701685 - APPROVED | 4 | T-80168-00 | Double Tape 1/2 inch | 3 | Roll | IDR | 3000 | 9000 | 2024-07-28 | FIP General | Mochammad Fadhillah Hakim, | FIP Engineering | FIP-DOM-ENG-51411-0000000-INA-000000 | PO Closed | GL2408028 | 2024-07-26 | 2024-08-01 | 2024-08-28
121701685-5 | 121701685 - APPROVED | 5 | T-80199-00 | Isi Stapler Kecil NO 10 | 10 | Pack | IDR | 2000 | 20000 | 2024-07-28 | FIP General | Mochammad Fadhillah Hakim, | FIP Engineering | FIP-DOM-ENG-51411-0000000-INA-000000 | PO Closed | GL2408028 | 2024-07-26 | 2024-08-01 | 2024-08-28
121701685-6 | 121701685 - APPROVED | 6 | T-80429-00 | Spidol Permanent Biru | 3 | Pieces | IDR | 4500 | 13500 | 2024-07-28 | FIP General | Mochammad Fadhillah Hakim, | FIP Engineering | FIP-DOM-ENG-51411-0000000-INA-000000 | PO Closed | GL2408028 | 2024-07-26 | 2024-08-01 | 2024-08-28
121701685-7 | 121701685 - APPROVED | 7 | T-80159-00 | Divider Bulan Jan - Dec | 5 | Pack | IDR | 22000 | 110000 | 2024-07-28 | FIP General | Mochammad Fadhillah Hakim, | FIP Engineering | FIP-DOM-ENG-51411-0000000-INA-000000 | PO Closed | GL2408026 | 2024-07-26 | 2024-08-01 | 2024-08-28
121701685-8 | 121701685 - APPROVED | 8 | T-80028-00 | Ballpoint Snowman V1 Hitam/Biru/Merah | 24 | Pieces | IDR | 2000 | 48000 | 2024-07-28 | FIP General | Mochammad Fadhillah Hakim, | FIP Engineering | FIP-DOM-ENG-51411-0000000-INA-000000 | PO Closed | GL2408028 | 2024-07-26 | 2024-08-01 | 2024-08-28
121701685-9 | 121701685 - APPROVED | 9 | T-80184-00 | Gunting Besar - 8.5 inch | 3 | Pieces | IDR | 8000 | 24000 | 2024-07-28 | FIP General | Mochammad Fadhillah Hakim, | FIP Engineering | FIP-DOM-ENG-51411-0000000-INA-000000 | PO Closed | GL2408028 | 2024-07-26 | 2024-08-01 | 2024-08-28
121701703-1 | 121701703 - APPROVED | 1 | O-17011-00 | Parallel Keys MISUMI P/N : KET3 pc | 5 | Pieces | IDR | 69210 | 346050 | 2024-08-04 | FIP Engineering | Mochammad Fadhillah Hakim, | FIP Engineering | FIP-DOM-000-11304-OS00001-INA-000000 | PO Closed | GL2408048 | 2024-08-02 | 2024-08-02 | 2024-10-05
121701704-1 | 121701704 - APPROVED | 1 | P-52994-00 | General - Differential Pressure Switch 20..300Pa, Relay (NO/NC) 1.5A; Regin; DTV300X; | 3 | Pieces | IDR | 1012500 | 3037500 | 2024-08-04 | FIP Engineering | Mochammad Fadhillah Hakim, | FIP Engineering | FIP-DOM-000-11304-OS00001-INA-000000 | PO Closed | GL2409022 | 2024-08-02 | 2024-08-05 | 2024-10-23
121701705-1 | 121701705 - APPROVED | 1 | P-15938-00 | Water Hardness Test Kit; ; ; | 3 | Box | IDR | 273500 | 820500 | 2024-08-04 | FIP General | Mochammad Fadhillah Hakim, | FIP Engineering | FIP-DOM-ENG-51504-0000000-INA-000000 | PO Closed | GL2409019 | 2024-08-02 | 2024-08-05 | 2024-11-05
121701719-1 | 121701719 - APPROVED | 1 | Q-60242-00 | Cat Ftalit KF-43 Permanent Red; Kansai Paint; Type 115-143 Permanent Red; pack size per 20 kg pail | 1 | Pail | IDR | 1400000 | 1400000 | 2024-08-11 | FIP Engineering | Mochammad Fadhillah Hakim, | FIP Engineering | FIP-DOM-000-11304-OS00001-INA-000000 | PO Closed | GL2408018 | 2024-08-09 | 2024-08-12 | 2024-08-19
121701719-2 | 121701719 - APPROVED | 2 | Q-60226-00 | Cat F-Talit KF 731, F-Talit, Type Super White 115-00, pack size per 1 kg | 2 | Can | IDR | 80000 | 160000 | 2024-08-11 | FIP Engineering | Mochammad Fadhillah Hakim, | FIP Engineering | FIP-DOM-000-11304-OS00001-INA-000000 | PO Closed | GL2408018 | 2024-08-09 | 2024-08-12 | 2024-08-19
121701719-3 | 121701719 - APPROVED | 3 | Q-60213-00 | Cat F-Talit KF 125, F-Talit, Type Grass Green, pack size per 1 kg | 8 | Can | IDR | 90000 | 720000 | 2024-08-11 | FIP Engineering | Mochammad Fadhillah Hakim, | FIP Engineering | FIP-DOM-000-11304-OS00001-INA-000000 | PO Closed | GL2408018 | 2024-08-09 | 2024-08-12 | 2024-08-19
121701719-4 | 121701719 - APPROVED | 4 | Q-10331-00 | Cat F-Talit Hella Grey KF-611 Netto : 1 kg | 40 | Can | IDR | 65000 | 2600000 | 2024-08-11 | FIP Engineering | Mochammad Fadhillah Hakim, | FIP Engineering | FIP-DOM-000-11304-OS00001-INA-000000 | PO Closed | GL2408018 | 2024-08-09 | 2024-08-12 | 2024-08-19
121701719-5 | 121701719 - APPROVED | 5 | Q-10128-00 | Thinner Super End/Impala @ 1 Liter | 30 | Pieces | IDR | 166500 | 4995000 | 2024-08-11 | FIP Engineering | Mochammad Fadhillah Hakim, | FIP Engineering | FIP-DOM-000-11304-OS00001-INA-000000 | PO Closed | GL2408018 | 2024-08-09 | 2024-08-12 | 2024-08-19
121701728-1 | 121701728 - APPROVED | 1 | P-19274-00 | Angle Seat Valve Type 2000-A-2-20,0-EE-RG-GM85-B-D MC13+MS74+PX51, 2/2 Ways NC; Burkert; P/N : 185356; | 4 | Pieces | IDR | 4820000 | 19280000 | 2024-08-15 | FIP Engineering | Mochammad Fadhillah Hakim, | FIP Engineering | FIP-DOM-000-11304-OS00001-INA-000000 | PO Closed | GL2409031 | 2024-08-13 | 2024-08-14 | 2024-10-26
121701729-1 | 121701729 - APPROVED | 1 | S-60002-00 | Jasa Perbaikan dan Pemeliharaan Mesin Utility | 1 | Lot | IDR | 10750000 | 10750000 | 2024-08-16 | FIP General | Mochammad Fadhillah Hakim, | FIP Engineering | FIP-DOM-ENG-51508-0000000-INA-000000 | PO Closed |  | 2024-08-14 | 2024-08-22
121701730-1 | 121701730 - APPROVED | 1 |  | Jet Washer High Pressure Cleaner Home Use 130 Bar | 1 | Unit | IDR | 1809000 | 1809000 | 2024-08-16 | FIP General | Mochammad Fadhillah Hakim, | FIP Engineering | FIP-DOM-ENG-13409-MC24018-INA-000000 | PO Closed | GL2410016 | 2024-08-14 | 2024-08-14 | 2024-12-06
121701732-1 | 121701732 - APPROVED | 1 |  | Vacuum Cleaner Ryu (UN) RVC 15 3 in 1 Wet & Dry & Blow | 1 | Unit | IDR | 735000 | 735000 | 2024-08-17 | FIP General | Mochammad Fadhillah Hakim, | FIP Engineering | FIP-DOM-ENG-13409-MC24018-INA-000000 | PO Closed | GL2410010 | 2024-08-15 | 2024-08-15 | 2024-12-06
121701734-1 | 121701734 - APPROVED | 1 | S-20055-00 | Sarung Tangan Promaster | 6 | Box | IDR | 125000 | 750000 | 2024-08-17 | FIP General | Mochammad Fadhillah Hakim, | FIP Engineering | FIP-DOM-ENG-51202-0000000-INA-000000 | PO Closed | GL2408017 | 2024-08-15 | 2024-08-15 | 2024-08-30
121701737-1 | 121701737 - APPROVED | 1 | S-46550-00 | Ladder with Cushion Foam 4 Step BLKYS2462P; Krisbow; 294499; | 1 | Pieces | IDR | 880000 | 880000 | 2024-08-21 | FIP General | Mochammad Fadhillah Hakim, | FIP Engineering | FIP-DOM-ENG-51404-0000000-INA-000000 | PO Closed | GL2408054 | 2024-08-19 | 2024-08-20 | 2024-09-16
121701738-1 | 121701738 - APPROVED | 1 | S-62003-00 | Gas Liquid Nitrogen (LIN) - PGS; 120 M3; Refill; 14.7 Bar; Purity ? 99.999% | 1 | Tube | IDR | 790000 | 790000 | 2024-08-22 | FIP General | Mochammad Fadhillah Hakim, | FIP Engineering | FIP-DOM-ENG-51409-0000000-INA-000000 | PO Closed | GL2409431 | 2024-08-20 | 2024-08-20 | 2024-09-10
121701743-1 | 121701743 - APPROVED | 1 | P-52999-00 | General - Silicon Control Rectifier (SCR) MP3S 1504 440V 150A 3P 4-20mA; Maxthermo; ; | 1 | Pieces | IDR | 24600000 | 24600000 | 2024-08-23 | FIP Engineering | Mochammad Fadhillah Hakim, | FIP Engineering | FIP-DOM-000-11304-OS00001-INA-000000 | PO Closed | GL2408046 | 2024-08-21 | 2024-08-23 | 2024-09-30
121701744-1 | 121701744 - APPROVED | 1 | P-17645-00 | Sodium Hiphoclorite; ; ; ltr | 60 | Liter | IDR | 5000 | 300000 | 2024-08-24 | FIP Engineering | Mochammad Fadhillah Hakim, | FIP Engineering | FIP-DOM-000-11304-OS00001-INA-000000 | PO Closed | GL2409024 | 2024-08-22 | 2024-08-22 | 2024-10-26
121701744-2 | 121701744 - APPROVED | 2 | P-12830-00 | Sodium metabisulfit | 2 | Pieces | IDR | 550000 | 1100000 | 2024-08-24 | FIP Engineering | Mochammad Fadhillah Hakim, | FIP Engineering | FIP-DOM-000-11304-OS00001-INA-000000 | PO Closed | GL2409024 | 2024-08-22 | 2024-08-22 | 2024-10-26
121701746-1 | 121701746 - APPROVED | 1 | P-17347-00 | Pre Filter G4 2m x 20m x 2mm; ; ; | 1 | Pieces | IDR | 2145000 | 2145000 | 2024-08-24 | FIP Engineering | Mochammad Fadhillah Hakim, | FIP Engineering | FIP-DOM-000-11304-OS00001-INA-000000 | PO Closed | GL2409028 | 2024-08-22 | 2024-08-23 | 2024-10-26
121701747-1 | 121701747 - APPROVED | 1 | T-80109-00 | Cellotape Kertas 1 inch warna Putih | 80 | Roll | IDR | 4500 | 360000 | 2024-08-24 | FIP General | Mochammad Fadhillah Hakim, | FIP Engineering | FIP-DOM-ENG-51411-0000000-INA-000000 | PO Closed | GL2409016 | 2024-08-22 | 2024-08-22 | 2024-09-27
121701748-1 | 121701748 - APPROVED | 1 | P-11424-00 | Selang Festo Pun-H-12x2 Blue 2 x 50 m | 50 | Meter | IDR | 41561 | 2078050 | 2024-08-24 | FIP Engineering | Mochammad Fadhillah Hakim, | FIP Engineering | FIP-DOM-000-11304-OS00001-INA-000000 | PO Closed | GL2409438 | 2024-08-22 | 2024-08-23 | 2024-10-18
121701748-2 | 121701748 - APPROVED | 2 | P-12258-00 | FESTO - Push In Connector QS-10-10 | 10 | Pieces | IDR | 63220 | 632200 | 2024-08-24 | FIP Engineering | Mochammad Fadhillah Hakim, | FIP Engineering | FIP-DOM-000-11304-OS00001-INA-000000 | PO Closed | GL2409438 | 2024-08-22 | 2024-08-23 | 2024-10-18
121701748-3 | 121701748 - APPROVED | 3 | P-13650-00 | Manual Valve HE-2-QS-6; FESTO; ; | 5 | Pieces | IDR | 217610 | 1088050 | 2024-08-24 | FIP Engineering | Mochammad Fadhillah Hakim, | FIP Engineering | FIP-DOM-000-11304-OS00001-INA-000000 | PO Closed | GL2409438 | 2024-08-22 | 2024-08-23 | 2024-10-18
121701749-1 | 121701749 - APPROVED | 1 | P-50140-00 | Battery UPS - Battery kering Merk YUASA 12V 9AH | 2 | Pieces | IDR | 600000 | 1200000 | 2024-08-24 | FIP Engineering | Mochammad Fadhillah Hakim, | FIP Engineering | FIP-DOM-000-11304-OS00001-INA-000000 | PO Closed | GL2409439 | 2024-08-22 | 2024-08-22 | 2024-10-30
121701749-2 | 121701749 - APPROVED | 2 | P-53214-00 | Epoxy Adhesive DEXTONE; ; ; | 6 | Pieces | IDR | 16500 | 99000 | 2024-08-24 | FIP Engineering | Mochammad Fadhillah Hakim, | FIP Engineering | FIP-DOM-000-11304-OS00001-INA-000000 | PO Closed | GL2409439 | 2024-08-22 | 2024-08-22 | 2024-10-30
121701749-3 | 121701749 - APPROVED | 3 | P-15438-00 | CABLE SPIRAL WRAPPING, TYPE KS12, BRAND KSS; ; ; | 3 | Pack | IDR | 62000 | 186000 | 2024-08-24 | FIP Engineering | Mochammad Fadhillah Hakim, | FIP Engineering | FIP-DOM-000-11304-OS00001-INA-000000 | PO Closed | GL2409439 | 2024-08-22 | 2024-08-22 | 2024-10-30
121701749-4 | 121701749 - APPROVED | 4 | P-15437-00 | CABLE SPIRAL WRAPPING, TYPE KS24, BRAND KSS; ; ; | 5 | Pack | IDR | 14000 | 70000 | 2024-08-24 | FIP Engineering | Mochammad Fadhillah Hakim, | FIP Engineering | FIP-DOM-000-11304-OS00001-INA-000000 | PO Closed | GL2409439 | 2024-08-22 | 2024-08-22 | 2024-10-30
121701750-1 | 121701750 - APPROVED | 1 | Q-10487-00 | Tutup Wastafel TOTO; ; ; | 2 | Pieces | IDR | 285000 | 570000 | 2024-08-24 | FIP General | Mochammad Fadhillah Hakim, | FIP Engineering | FIP-DOM-ENG-51502-0000000-INA-000000 | PO Closed | GL2409436 | 2024-08-22 | 2024-09-09 | 2024-09-30
121701750-2 | 121701750 - APPROVED | 2 | Q-60026-00 | Kuas Eterna 2 inchi | 20 | Pieces | IDR | 5000 | 100000 | 2024-08-24 | FIP General | Mochammad Fadhillah Hakim, | FIP Engineering | FIP-DOM-ENG-51404-0000000-INA-000000 | PO Closed | GL2409020 | 2024-08-22 | 2024-09-09 | 2024-09-09
121701750-3 | 121701750 - APPROVED | 3 | Q-60025-00 | Kuas Eterna 1 inchi | 30 | Pieces | IDR | 2000 | 60000 | 2024-08-24 | FIP General | Mochammad Fadhillah Hakim, | FIP Engineering | FIP-DOM-ENG-51404-0000000-INA-000000 | PO Closed | GL2409020 | 2024-08-22 | 2024-09-09 | 2024-09-09
121701751-1 | 121701751 - APPROVED | 1 | P-14457-00 | Filter IAF MBV Series (Medium Filter), efficiency : 90-95 %, Size: 24 x 24 x 12 inch; IAF; ; | 6 | Pieces | IDR | 1440000 | 8640000 | 2024-08-24 | FIP Engineering | Mochammad Fadhillah Hakim, | FIP Engineering | FIP-DOM-000-11304-OS00001-INA-000000 | PO Closed | GL2409026 | 2024-08-22 | 2024-08-22 | 2024-10-26
121701751-2 | 121701751 - APPROVED | 2 | P-14458-00 | Filter IAF MBV Series (Medium Filter), efficiency : 90-95 %, Size: 12 x 24 x 12 inch; IAF; ; | 6 | Pieces | IDR | 700000 | 4200000 | 2024-08-24 | FIP Engineering | Mochammad Fadhillah Hakim, | FIP Engineering | FIP-DOM-000-11304-OS00001-INA-000000 | PO Closed | GL2409026 | 2024-08-22 | 2024-08-22 | 2024-10-26
121701752-1 | 121701752 - APPROVED | 1 | P-12898-00 | Thermaflex lembaran uk. 1.5x1mtr tebal 1inch | 3 | Pieces | IDR | 100000 | 300000 | 2024-08-24 | FIP Engineering | Mochammad Fadhillah Hakim, | FIP Engineering | FIP-DOM-000-11304-OS00001-INA-000000 | PO Closed | GL2409027 | 2024-08-22 | 2024-08-23 | 2024-10-26
121701752-2 | 121701752 - APPROVED | 2 | P-51239-00 | Skun ( I ) Pin uk.2.5-5 m hitam | 3 | Pieces | IDR | 50000 | 150000 | 2024-08-24 | FIP Engineering | Mochammad Fadhillah Hakim, | FIP Engineering | FIP-DOM-000-11304-OS00001-INA-000000 | PO Closed | GL2409027 | 2024-08-22 | 2024-08-23 | 2024-10-26
121701752-3 | 121701752 - APPROVED | 3 | P-13389-00 | Scotch Brite 3M; ; ; | 10 | Pieces | IDR | 13500 | 135000 | 2024-08-24 | FIP Engineering | Mochammad Fadhillah Hakim, | FIP Engineering | FIP-DOM-000-11304-OS00001-INA-000000 | PO Closed | GL2409019 | 2024-08-22 | 2024-08-23 | 2024-11-05
121701752-4 | 121701752 - APPROVED | 4 | O-15931-00 | Double Tape 3M 1" Merah - P/N : - pc | 8 | Pieces | IDR | 78500 | 628000 | 2024-08-24 | FIP Engineering | Mochammad Fadhillah Hakim, | FIP Engineering | FIP-DOM-000-11304-OS00001-INA-000000 | PO Closed | GL2409019 | 2024-08-22 | 2024-08-23 | 2024-11-05
121701752-5 | 121701752 - APPROVED | 5 | P-13383-00 | Silicone Sealant High Temp Red; ; ; | 5 | Pieces | IDR | 33250 | 166250 | 2024-08-24 | FIP Engineering | Mochammad Fadhillah Hakim, | FIP Engineering | FIP-DOM-000-11304-OS00001-INA-000000 | PO Closed | GL2409019 | 2024-08-22 | 2024-08-23 | 2024-11-05
121701753-1 | 121701753 - APPROVED | 1 | Q-10517-00 | Scraper / Kape Besi; ; ; | 3 | Pieces | IDR | 18000 | 54000 | 2024-08-24 | FIP General | Mochammad Fadhillah Hakim, | FIP Engineering | FIP-DOM-ENG-51502-0000000-INA-000000 | PO Closed | GL2409436 | 2024-08-22 | 2024-08-23 | 2024-09-30
121701753-2 | 121701753 - APPROVED | 2 | Q-10153-00 | Roller cat 110mm | 2 | Pieces | IDR | 27000 | 54000 | 2024-08-24 | FIP Engineering | Mochammad Fadhillah Hakim, | FIP Engineering | FIP-DOM-000-11304-OS00001-INA-000000 | PO Closed | GL2409436 | 2024-08-22 | 2024-08-23 | 2024-09-30
121701753-3 | 121701753 - APPROVED | 3 | Q-10154-00 | Roller cat 230mm | 2 | Pieces | IDR | 37000 | 74000 | 2024-08-24 | FIP Engineering | Mochammad Fadhillah Hakim, | FIP Engineering | FIP-DOM-000-11304-OS00001-INA-000000 | PO Closed | GL2409436 | 2024-08-22 | 2024-08-23 | 2024-09-30
121701754-1 | 121701754 - APPROVED | 1 | S-62003-00 | Gas Liquid Nitrogen (LIN) - PGS; 120 M3; Refill; 14.7 Bar; Purity ? 99.999% | 1 | Tube | IDR | 790000 | 790000 | 2024-08-25 | FIP General | Mochammad Fadhillah Hakim, | FIP Engineering | FIP-DOM-ENG-51409-0000000-INA-000000 | PO Closed | GL2409431 | 2024-08-23 | 2024-08-23 | 2024-09-10
121701755-1 | 121701755 - APPROVED | 1 | S-62023-00 | Gas Nitrogen 1; Alphagaz; ; | 3 | Unit | IDR | 370000 | 1110000 | 2024-08-25 | FIP General | Mochammad Fadhillah Hakim, | FIP Engineering | FIP-DOM-ENG-51409-0000000-INA-000000 | PO Closed | GL2409428 | 2024-08-23 | 2024-08-23 | 2024-09-16
121701758-1 | 121701758 - APPROVED | 1 | P-10392-00 | Ball Valve SS 1" / 1000 WOG Sankyo | 3 | Pieces | IDR | 150000 | 450000 | 2024-08-28 | FIP Engineering | Mochammad Fadhillah Hakim, | FIP Engineering | FIP-DOM-000-11304-OS00001-INA-000000 | PO Closed | GL2409019 | 2024-08-26 | 2024-08-28 | 2024-11-05
121701759-1 | 121701759 - APPROVED | 1 | P-19144-00 | O-ring Silicon Diameter 5,33mm; Lokal; ; | 5 | Meter | IDR | 135000 | 675000 | 2024-08-28 | FIP Engineering | Mochammad Fadhillah Hakim, | FIP Engineering | FIP-DOM-000-11304-OS00001-INA-000000 | PO Closed | GL2410006 | 2024-08-26 | 2024-09-09 | 2024-11-20
121701760-1 | 121701760 - APPROVED | 1 | S-60050-00 | Jasa Perbaikan dan Pemeliharaan Mesin Produksi; ; ; | 1 | Pieces | IDR | 35000000 | 35000000 | 2024-08-28 | FIP General | Mochammad Fadhillah Hakim, | FIP Engineering | FIP-DOM-ENG-51504-0000000-INA-000000 | PO Closed |  | 2024-08-26 | 2024-09-09
121701771-1 | 121701771 - APPROVED | 1 | S-62003-00 | Gas Liquid Nitrogen (LIN) - PGS; 120 M3; Refill; 14.7 Bar; Purity ? 99.999% | 1 | Tube | IDR | 790000 | 790000 | 2024-09-01 | FIP General | Mochammad Fadhillah Hakim, | FIP Engineering | FIP-DOM-ENG-51409-0000000-INA-000000 | PO Closed | GL2409431 | 2024-08-30 | 2024-09-02 | 2024-09-10
121701772-1 | 121701772 - APPROVED | 1 |  | Tools untuk mixer | 1 | Set | IDR | 4710000 | 4710000 | 2024-09-01 | FIP General | Mochammad Fadhillah Hakim, | FIP Engineering | FIP-DOM-ENG-51404-MC24018-INA-000000 | PO Closed | GL2410035 | 2024-08-30 | 2024-09-02 | 2024-11-20
121701776-1 | 121701776 - APPROVED | 1 | O-51827-00 | Autoclave Fedegari FVA/A1 - RTD (Resistance thermometer device) PT100 Code PM600114; ; ; | 1 | Unit | IDR | 2142000 | 2142000 | 2024-09-04 | FIP Engineering | Mochammad Fadhillah Hakim, | FIP Engineering | FIP-DOM-000-11304-OS00001-INA-000000 | PO Closed | GL2410048 | 2024-09-02 | 2024-09-09 | 2025-02-28
121701781-1 | 121701781 - APPROVED | 1 | O-16314-00 | Membrane Diaphragm Valve EPDM PTFE DN 4-15 p/n: 600 8M 5A-221 Gemu; ; ; | 3 | Pieces | IDR | 1200000 | 3600000 | 2024-09-04 | FIP Engineering | Mochammad Fadhillah Hakim, | FIP Engineering | FIP-DOM-000-11304-OS00001-INA-000000 | PO Closed | GL2409021 | 2024-09-02 | 2024-09-09 | 2024-10-23
121701782-1 | 121701782 - APPROVED | 1 | P-54199-00 | Stop Kontak AC Kaki 3 Broco; Broco; ; | 4 | Set | IDR | 70000 | 280000 | 2024-09-04 | FIP Engineering | Mochammad Fadhillah Hakim, | FIP Engineering | FIP-DOM-000-11304-OS00001-INA-000000 | PO Closed | GL2409019 | 2024-09-02 | 2024-09-06 | 2024-11-05
121701786-1 | 121701786 - APPROVED | 1 | S-60050-00 | Jasa Perbaikan dan Pemeliharaan Mesin Produksi; ; ; | 1 | Pieces | IDR | 9944000 | 9944000 | 2024-09-06 | FIP General | Mochammad Fadhillah Hakim, | FIP Engineering | FIP-DOM-ENG-51504-0000000-INA-000000 | PO Closed | GL2410003 | 2024-09-04 | 2024-09-19 | 2025-03-28
121701789-1 | 121701789 - APPROVED | 1 | S-62003-00 | Gas Liquid Nitrogen (LIN) - PGS; 120 M3; Refill; 14.7 Bar; Purity ? 99.999% | 1 | Tube | IDR | 790000 | 790000 | 2024-09-06 | FIP General | Mochammad Fadhillah Hakim, | FIP Engineering | FIP-DOM-ENG-51409-0000000-INA-000000 | PO Closed | GL2410445 | 2024-09-04 | 2024-09-06 | 2024-10-18
121701794-1 | 121701794 - APPROVED | 1 | P-50717-00 | Kabel UTP 4 pairs Cat 6 merk BELDEN | 1220 | Meter | IDR | 10000 | 12200000 | 2024-09-06 | FIP Engineering | Mochammad Fadhillah Hakim, | FIP Engineering | FIP-DOM-000-11304-OS00001-INA-000000 | PO Closed | GL2409018 | 2024-09-04 | 2024-09-06 | 2024-10-18
121701796-1 | 121701796 - APPROVED | 1 | O-51000-00 | Colamark - Print Head for Part TTO Domino p/n EPP001359 SP; ; ; | 1 | Pieces | IDR | 12100000 | 12100000 | 2024-09-07 | FIP General | Mochammad Fadhillah Hakim, | FIP Engineering | FIP-DOM-ENG-51504-0000000-INA-000000 | PO Closed | GL2410452 | 2024-09-05 | 2024-09-19 | 2024-11-22
121701800-1 | 121701800 - APPROVED | 1 | S-62003-00 | Gas Liquid Nitrogen (LIN) - PGS; 120 M3; Refill; 14.7 Bar; Purity ? 99.999% | 1 | Tube | IDR | 790000 | 790000 | 2024-09-08 | FIP General | Mochammad Fadhillah Hakim, | FIP Engineering | FIP-DOM-ENG-51409-0000000-INA-000000 | PO Closed | GL2410445 | 2024-09-06 | 2024-09-06 | 2024-10-18
121701802-1 | 121701802 - APPROVED | 1 | O-20041-00 | Capping VCM200 - Bearing NKIA5902; INA; ; | 20 | Pieces | IDR | 210675 | 4213500 | 2024-09-11 | FIP Engineering | Mochammad Fadhillah Hakim, | FIP Engineering | FIP-DOM-000-11304-OS00001-INA-000000 | PO Closed | GL2409017 | 2024-09-09 | 2024-09-10 | 2024-10-18
121701803-1 | 121701803 - APPROVED | 1 | P-53000-00 | General - Exterbal Pacing Cable Dosing Pump Pulse 2 Wire; Prominent; BT4B 0708 PVT 2000UA010000; | 3 | Pieces | IDR | 2250000 | 6750000 | 2024-09-11 | FIP Engineering | Mochammad Fadhillah Hakim, | FIP Engineering | FIP-DOM-000-11304-OS00001-INA-000000 | PO Closed | GL2409030 | 2024-09-09 | 2024-09-10 | 2024-10-28
121701805-1 | 121701805 - APPROVED | 1 | S-62003-00 | Gas Liquid Nitrogen (LIN) - PGS; 120 M3; Refill; 14.7 Bar; Purity ? 99.999% | 1 | Tube | IDR | 790000 | 790000 | 2024-09-12 | FIP General | Mochammad Fadhillah Hakim, | FIP Engineering | FIP-DOM-ENG-51409-0000000-INA-000000 | PO Closed | GL2410445 | 2024-09-10 | 2024-09-12 | 2024-10-18
121701808-1 | 121701808 - APPROVED | 1 | P-19303-00 | General - Diaphragm Valve PTFE/EPDM DN 65 - 80 Type 653, 687; Gemu; P/N : 600 80M 54; | 2 | Pieces | IDR | 6900000 | 13800000 | 2024-09-13 | FIP Engineering | Mochammad Fadhillah Hakim, | FIP Engineering | FIP-DOM-000-11304-OS00001-INA-000000 | PO Closed | GL2410018 | 2024-09-11 | 2024-09-17 | 2024-12-20
121701808-2 | 121701808 - APPROVED | 2 | O-14364-00 | Membrane Diaphragm Valve EPDM PTFE DN 50 p/n: 600 50M5E-221 Gemu; ; ; | 2 | Pieces | IDR | 4200000 | 8400000 | 2024-09-13 | FIP Engineering | Mochammad Fadhillah Hakim, | FIP Engineering | FIP-DOM-000-11304-OS00001-INA-000000 | PO Closed | GL2410018 | 2024-09-11 | 2024-09-17 | 2024-12-20
121701808-3 | 121701808 - APPROVED | 3 | O-14363-00 | Membrane Diaphragm Valve EPDM PTFE DN 25 Gemu DUA BERLIAN PILAR P/N : 600 25M5E-221 pc | 4 | Pieces | IDR | 2200000 | 8800000 | 2024-09-13 | FIP Engineering | Mochammad Fadhillah Hakim, | FIP Engineering | FIP-DOM-000-11304-OS00001-INA-000000 | PO Closed | GL2411004 | 2024-09-11 | 2024-09-17 | 2024-12-04
121701808-4 | 121701808 - APPROVED | 4 | O-14360-00 | Membran Valve EPDM PTFE DN 40 Gemu KRISNA DWI MITRA P/N : 600 40M5E-221 pc | 5 | Pieces | IDR | 3200000 | 16000000 | 2024-09-13 | FIP Engineering | Mochammad Fadhillah Hakim, | FIP Engineering | FIP-DOM-000-11304-OS00001-INA-000000 | PO Closed | GL2410018 | 2024-09-11 | 2024-09-17 | 2024-12-20
121701808-5 | 121701808 - APPROVED | 5 | P-19304-00 | General - Diaphragm Valve PTFE/EPDM DN 10 - 20 Type 612, 625; Gemu; P/N : 600 10M 54; | 8 | Pieces | IDR | 1100000 | 8800000 | 2024-09-13 | FIP Engineering | Mochammad Fadhillah Hakim, | FIP Engineering | FIP-DOM-000-11304-OS00001-INA-000000 | PO Closed | GL2410018 | 2024-09-11 | 2024-09-17 | 2024-12-20
121701809-1 | 121701809 - APPROVED | 1 | O-19077-00 | Autoclave Fedegari FVA2/A1 NB2963AT - Gasket Safety Valve; ; ; | 10 | Pieces | IDR | 285000 | 2850000 | 2024-09-13 | FIP Engineering | Mochammad Fadhillah Hakim, | FIP Engineering | FIP-DOM-000-11304-OS00001-INA-000000 | PO Closed | GL2410015 | 2024-09-11 | 2024-09-12 | 2024-11-10
121701810-1 | 121701810 - APPROVED | 1 | S-60002-00 | Jasa Perbaikan dan Pemeliharaan Mesin Utility ; ; ; - Perbaikan N2 | 1 | Lot | IDR | 8500000 | 8500000 | 2024-09-13 | FIP General | Mochammad Fadhillah Hakim, | FIP Engineering | FIP-DOM-ENG-51508-0000000-INA-000000 | PO Open | GL2410045 | 2024-09-11 | 2024-09-25 | 2024-11-22
121701811-1 | 121701811 - APPROVED | 1 | O-19783-00 | Washing RAV4 - Strainer Drain Recycle Tank Uk 32 x 30 Material SUS 304; Custom; ; | 2 | Pieces | IDR | 1755000 | 3510000 | 2024-09-13 | FIP Engineering | Mochammad Fadhillah Hakim, | FIP Engineering | FIP-DOM-000-11304-OS00001-INA-000000 | PO Closed | GL2410042 | 2024-09-11 | 2024-09-12 | 2024-11-16
121701812-1 | 121701812 - APPROVED | 1 | P-12471-00 | Lem silicone Elastosil ? E41 | 12 | Pieces | IDR | 579000 | 6948000 | 2024-09-13 | FIP Engineering | Mochammad Fadhillah Hakim, | FIP Engineering | FIP-DOM-000-11304-OS00001-INA-000000 | PO Closed | GL2410023 | 2024-09-11 | 2024-09-12 | 2024-10-25
121701814-1 | 121701814 - APPROVED | 1 | S-62003-00 | Gas Liquid Nitrogen (LIN) - PGS; 120 M3; Refill; 14.7 Bar; Purity ? 99.999% | 1 | Tube | IDR | 790000 | 790000 | 2024-09-14 | FIP General | Mochammad Fadhillah Hakim, | FIP Engineering | FIP-DOM-ENG-51409-0000000-INA-000000 | PO Closed | GL2410445 | 2024-09-12 | 2024-09-12 | 2024-10-18
121701819-1 | 121701819 - APPROVED | 1 | O-18124-00 | Mixing Tank Adam - USM T60 Impeller with 20mm Silicon Carbide, G10-012; ; ; | 1 | Pieces | IDR | 70248325 | 70248325 | 2024-09-19 | FIP Engineering | Mochammad Fadhillah Hakim, | FIP Engineering | FIP-DOM-000-11304-OS00001-INA-000000 | PO Closed | GL2410034 | 2024-09-17 | 2024-09-17 | 2024-12-14
121701819-2 | 121701819 - APPROVED | 2 | O-18125-00 | Mixing Tank Adam - USM T60 Male Bearing Pin 20mm Silicon Carbide, G20-008; ; ; | 1 | Pieces | IDR | 25186105 | 25186105 | 2024-09-19 | FIP Engineering | Mochammad Fadhillah Hakim, | FIP Engineering | FIP-DOM-000-11304-OS00001-INA-000000 | PO Closed | GL2410034 | 2024-09-17 | 2024-09-17 | 2026-06-14
121701820-1 | 121701820 - APPROVED | 1 | R-62025-00 | UPS; ; ; | 1 | Unit | IDR | 47800000 | 47800000 | 2024-09-19 | FIP General | Mochammad Fadhillah Hakim, | FIP Engineering | FIP-DOM-ENG-13408-IT24004-INA-000000 | PO Closed | GL2410011 | 2024-09-17 | 2024-09-25 | 2024-10-18
121701821-1 | 121701821 - APPROVED | 1 | S-62003-00 | Gas Liquid Nitrogen (LIN) - PGS; 120 M3; Refill; 14.7 Bar; Purity ? 99.999% | 1 | Tube | IDR | 790000 | 790000 | 2024-09-19 | FIP General | Mochammad Fadhillah Hakim, | FIP Engineering | FIP-DOM-ENG-51409-0000000-INA-000000 | PO Closed | GL2410445 | 2024-09-17 | 2024-09-19 | 2024-10-18
121701822-1 | 121701822 - APPROVED | 1 | Q-90000-00 | Building Maintenance Pure Expense | 1 | Unit | IDR | 15645000 | 15645000 | 2024-09-19 | FIP General | Mochammad Fadhillah Hakim, | FIP Engineering | FIP-DOM-ENG-51502-0000000-INA-000000 | PO Closed |  | 2024-09-17 | 2024-09-25 | 2024-09-19
121701826-1 | 121701826 - APPROVED | 1 | P-19354-00 | General - Spare Actuator for Type 687 DN 25 NC, c/w : OPI 1300; Gemu; P/N : 9687 25Z 1F/N + 1300000Z13; 1 Unit | 3 | Unit | IDR | 8400000 | 25200000 | 2024-09-20 | FIP Engineering | Mochammad Fadhillah Hakim, | FIP Engineering | FIP-DOM-000-11304-OS00001-INA-000000 | PO Closed | GL2410001 | 2024-09-18 | 2024-09-19 | 2024-10-30
121701826-2 | 121701826 - APPROVED | 2 | O-14363-00 | Membrane Diaphragm Valve EPDM PTFE DN 25 Gemu DUA BERLIAN PILAR P/N : 600 25M5E-221 pc | 3 | Pieces | IDR | 2700000 | 8100000 | 2024-09-20 | FIP Engineering | Mochammad Fadhillah Hakim, | FIP Engineering | FIP-DOM-000-11304-OS00001-INA-000000 | PO Closed | GL2410001 | 2024-09-18 | 2024-09-19 | 2024-10-30
121701828-1 | 121701828 - APPROVED | 1 | O-16317-00 | FD Lyofast 10 - Oli Vaccum Ultragrade 20 Edwards; ; ; | 1 | Liter | IDR | 2850000 | 2850000 | 2024-09-20 | FIP Engineering | Mochammad Fadhillah Hakim, | FIP Engineering | FIP-DOM-000-11304-OS00001-INA-000000 | PO Closed | GL2410026 | 2024-09-18 | 2024-09-19 | 2024-12-15
121701831-1 | 121701831 - APPROVED | 1 | O-19379-00 | Oli Refrigeration; Xaerus; XR 534-46; | 5 | Can | IDR | 1800000 | 9000000 | 2024-09-20 | FIP Engineering | Mochammad Fadhillah Hakim, | FIP Engineering | FIP-DOM-000-11304-OS00001-INA-000000 | PO Closed | GL2410027 | 2024-09-18 | 2024-09-18 | 2024-11-15
121701832-1 | 121701832 - APPROVED | 1 | O-19848-00 | Pneumatic ball valve_1 inch weldedWORCESTEREDF50-00196 | 2 | Pieces | IDR | 1150000 | 2300000 | 2024-09-20 | FIP Engineering | Mochammad Fadhillah Hakim, | FIP Engineering | FIP-DOM-000-11304-OS00001-INA-000000 | PO Closed | GL2411061 | 2024-09-18 | 2024-09-19 | 2025-08-10
121701832-2 | 121701832 - APPROVED | 2 | O-20026-00 | Freeze Dryer MBE1207 - Temperature Probe PT100 DIN 43760 316 SS Teflon AWG #26 Class A; Minco; S102037PM3R120; | 2 | Pieces | IDR | 27631360 | 55262720 | 2024-09-20 | FIP Engineering | Mochammad Fadhillah Hakim, | FIP Engineering | FIP-DOM-000-11304-OS00001-INA-000000 | PO Closed | GL2411061 | 2024-09-18 | 2024-09-19 | 2025-08-10
121701832-3 | 121701832 - APPROVED | 3 | O-18929-00 | Freeze Dryer MBE1207 - FILTER Cartridge SANRONG FILTER ELEMENT for SFR487T Housing P/N : EDF16-01060; ; ; | 2 | Pieces | IDR | 1021094 | 2042188 | 2024-09-20 | FIP Engineering | Mochammad Fadhillah Hakim, | FIP Engineering | FIP-DOM-000-11304-OS00001-INA-000000 | PO Closed | GL2411061 | 2024-09-18 | 2024-09-19 | 2025-08-10
121701832-4 | 121701832 - APPROVED | 4 | O-53026-00 | LKB butterfly valve,ISO2037; 316L+EPDM; weld ends: 51x1.2 + Actruator: 304 SS Spring Return, NC + MiAlfalavalFV401 | 2 | Pieces | IDR | 9264000 | 18528000 | 2024-09-20 | FIP Engineering | Mochammad Fadhillah Hakim, | FIP Engineering | FIP-DOM-000-11304-OS00001-INA-000000 | PO Closed | GL2411061 | 2024-09-18 | 2024-09-19 | 2025-08-10
121701832-5 | 121701832 - APPROVED | 5 | O-17998-00 | Freeze Dryer MBE1207 - Main Door Gasket P/N : EB41-00568; ; ; | 8 | Meter | IDR | 2049996 | 16399972 | 2024-09-20 | FIP Engineering | Mochammad Fadhillah Hakim, | FIP Engineering | FIP-DOM-000-11304-OS00001-INA-000000 | PO Closed | GL2411061 | 2024-09-18 | 2024-09-19 | 2025-08-10
121701837-1 | 121701837 - APPROVED | 1 |  | PR Aset Glove Leak Tester | 1 | Set | IDR | 12975000 | 12975000 | 2024-09-22 | FIP General | Mochammad Fadhillah Hakim, | FIP Engineering | FIP-DOM-ENG-13404-MC24018-INA-000000 | PO Closed | GL2411056 | 2024-09-20 | 2024-10-03 | 2024-12-20
121701838-1 | 121701838 - APPROVED | 1 | P-14877-00 | Kabel NYYHY 3x2,5mm; ; ; | 200 | Meter | IDR | 26250 | 5250000 | 2024-09-22 | FIP General | Mochammad Fadhillah Hakim, | FIP Engineering | FIP-DOM-ENG-51504-0000000-INA-000000 | PO Closed | GL2410024 | 2024-09-20 | 2024-09-25 | 2024-10-21
121701851-1 | 121701851 - APPROVED | 1 | O-19861-00 | Bearing Cam Follower KR16-PP-AINA | 10 | Pieces | IDR | 549000 | 5490000 | 2024-09-26 | FIP Engineering | Mochammad Fadhillah Hakim, | FIP Engineering | FIP-DOM-000-11304-OS00001-INA-000000 | PO Closed | GL2410025 | 2024-09-24 | 2024-09-25 | 2024-11-14
121701851-2 | 121701851 - APPROVED | 2 | O-11181-00 | Bearing 626-2Z | 10 | Pieces | IDR | 31600 | 316000 | 2024-09-26 | FIP Engineering | Mochammad Fadhillah Hakim, | FIP Engineering | FIP-DOM-000-11304-OS00001-INA-000000 | PO Closed | GL2410025 | 2024-09-24 | 2024-09-25 | 2024-11-14
121701851-4 | 121701851 - APPROVED | 4 | O-11181-00 | Bearing 626-2Z | 10 | Pieces | IDR | 31600 | 316000 | 2024-09-26 | FIP Engineering | Mochammad Fadhillah Hakim, | FIP Engineering | FIP-DOM-000-11304-OS00001-INA-000000 | PO Closed | GL2410025 | 2024-09-24 | 2024-09-25 | 2024-11-14
121701852-1 | 121701852 - APPROVED | 1 | P-17645-00 | Sodium Hiphoclorite; ; ; ltr | 200 | Liter | IDR | 5000 | 1000000 | 2024-09-26 | FIP Engineering | Mochammad Fadhillah Hakim, | FIP Engineering | FIP-DOM-000-11304-OS00001-INA-000000 | PO Closed | GL2410513 | 2024-09-24 | 2024-09-24 | 2024-10-24
121701853-1 | 121701853 - APPROVED | 1 | T-80168-00 | Double Tape 1/2 inch | 5 | Roll | IDR | 3000 | 15000 | 2024-09-26 | FIP General | Mochammad Fadhillah Hakim, | FIP Engineering | FIP-DOM-ENG-51411-0000000-INA-000000 | PO Closed | GL2410031 | 2024-09-24 | 2024-09-24 | 2024-10-28
121701853-2 | 121701853 - APPROVED | 2 | T-80344-00 | Penggaris Besi 30cm | 2 | Pieces | IDR | 5000 | 10000 | 2024-09-26 | FIP General | Mochammad Fadhillah Hakim, | FIP Engineering | FIP-DOM-ENG-51411-0000000-INA-000000 | PO Closed | GL2410031 | 2024-09-24 | 2024-09-24 | 2024-10-28
121701853-3 | 121701853 - APPROVED | 3 | T-80686-00 | Spidol OHP uk. Fine (satuan) - OPF Biru; Snowman; ; Pcs | 2 | Pieces | IDR | 10000 | 20000 | 2024-09-26 | FIP General | Mochammad Fadhillah Hakim, | FIP Engineering | FIP-DOM-ENG-51411-0000000-INA-000000 | PO Closed | GL2410031 | 2024-09-24 | 2024-09-24 | 2024-10-28
121701853-4 | 121701853 - APPROVED | 4 | T-80337-00 | Paper Clips Trigonal No. 1 | 3 | Box | IDR | 2500 | 7500 | 2024-09-26 | FIP General | Mochammad Fadhillah Hakim, | FIP Engineering | FIP-DOM-ENG-51411-0000000-INA-000000 | PO Closed | GL2410031 | 2024-09-24 | 2024-09-24 | 2024-10-28
121701853-5 | 121701853 - APPROVED | 5 | T-80110-00 | Clear Holder A4 Bening | 5 | Pack | IDR | 19000 | 95000 | 2024-09-26 | FIP General | Mochammad Fadhillah Hakim, | FIP Engineering | FIP-DOM-ENG-51411-0000000-INA-000000 | PO Closed | GL2410031 | 2024-09-24 | 2024-09-24 | 2024-10-28
121701854-1 | 121701854 - APPROVED | 1 | O-52884-00 | Filling VFM100 - Laser Sensor World beam QS18VP6LAF250Q5 10-30 VDC; Banner; ; | 1 | Pieces | IDR | 7600000 | 7600000 | 2024-09-26 | FIP Engineering | Mochammad Fadhillah Hakim, | FIP Engineering | FIP-DOM-000-11304-OS00001-INA-000000 | PO Closed | GL2410069 | 2024-09-24 | 2024-09-25 | 2025-01-30
121701855-1 | 121701855 - APPROVED | 1 | O-16731-00 | Autoclave Fedegari FVA2/A1 NB2963AT - KIT Ricambi Valv. DN10 ON-OFF FEDEGARI ASIA PTE LTD P/N : KK000301 pc | 3 | Pieces | IDR | 492731 | 1478192 | 2024-09-26 | FIP Engineering | Mochammad Fadhillah Hakim, | FIP Engineering | FIP-DOM-000-11304-OS00001-INA-000000 | PO Closed | GL2410048 | 2024-09-24 | 2024-09-25 | 2025-02-28
121701856-1 | 121701856 - APPROVED | 1 | P-53102-00 | Lampu PLC 13watt/E27 Putih; Phillips; ; | 10 | Pieces | IDR | 46000 | 460000 | 2024-09-26 | FIP Engineering | Mochammad Fadhillah Hakim, | FIP Engineering | FIP-DOM-000-11304-OS00001-INA-000000 | PO Closed | GL2410507 | 2024-09-24 | 2024-09-25 | 2024-10-23
121701856-2 | 121701856 - APPROVED | 2 | P-10945-00 | General - Seal Tape 1 Inch 10 M; Onda; ST 02; 1 pcs | 20 | Pieces | IDR | 4500 | 90000 | 2024-09-26 | FIP Engineering | Mochammad Fadhillah Hakim, | FIP Engineering | FIP-DOM-000-11304-OS00001-INA-000000 | PO Closed | GL2410507 | 2024-09-24 | 2024-09-25 | 2024-10-23
121701856-3 | 121701856 - APPROVED | 3 | P-15961-00 | Freon 134A ;; ; ; | 2 | Can | IDR | 2000000 | 4000000 | 2024-09-26 | FIP Engineering | Mochammad Fadhillah Hakim, | FIP Engineering | FIP-DOM-000-11304-OS00001-INA-000000 | PO Closed | GL2410507 | 2024-09-24 | 2024-09-25 | 2024-10-23
121701856-4 | 121701856 - APPROVED | 4 | P-18504-00 | Chemours - Freon 404A;; ; ; | 1 | Can | IDR | 2100000 | 2100000 | 2024-09-26 | FIP Engineering | Mochammad Fadhillah Hakim, | FIP Engineering | FIP-DOM-000-11304-OS00001-INA-000000 | PO Closed | GL2410507 | 2024-09-24 | 2024-09-25 | 2024-10-23
121701858-1 | 121701858 - APPROVED | 1 | Q-10134-00 | TOTO - Jet Shower spray TX 403S | 10 | Pieces | IDR | 550000 | 5500000 | 2024-09-26 | FIP Engineering | Mochammad Fadhillah Hakim, | FIP Engineering | FIP-DOM-000-11304-OS00001-INA-000000 | PO Closed | GL2409020 | 2024-09-24 | 2024-09-25 | 2024-09-09
121701859-1 | 121701859 - APPROVED | 1 | O-19901-00 | Freeze Dryer MBE1207 - New Seat Valve Dia 36x22x7; Custom; ; | 2 | Set | IDR | 1850000 | 3700000 | 2024-09-26 | FIP Engineering | Mochammad Fadhillah Hakim, | FIP Engineering | FIP-DOM-000-11304-OS00001-INA-000000 | PO Closed | GL2410060 | 2024-09-24 | 2024-09-25 | 2024-11-25
121701859-2 | 121701859 - APPROVED | 2 | O-19810-00 | Freeze Dryer MBE1207 - Gasket Teflon Uk. 45x41x1.5; Custom; ; | 2 | Set | IDR | 650000 | 1300000 | 2024-09-26 | FIP Engineering | Mochammad Fadhillah Hakim, | FIP Engineering | FIP-DOM-000-11304-OS00001-INA-000000 | PO Closed | GL2410060 | 2024-09-24 | 2024-09-25 | 2024-12-04
121701860-1 | 121701860 - APPROVED | 1 | O-12735-00 | Tubing Polyurethane TU0604 Clear; SMC; Part No. X3; roll | 100 | Roll | IDR | 11400 | 1140000 | 2024-09-26 | FIP General | Mochammad Fadhillah Hakim, | FIP Engineering | FIP-DOM-ENG-51404-0000000-INA-000000 | PO Closed | GL2410061 | 2024-09-24 | 2024-09-24 | 2024-11-28
121701861-1 | 121701861 - APPROVED | 1 | P-13389-00 | Scotch Brite 3M; ; ; | 20 | Pieces | IDR | 13500 | 270000 | 2024-09-26 | FIP Engineering | Mochammad Fadhillah Hakim, | FIP Engineering | FIP-DOM-000-11304-OS00001-INA-000000 | PO Closed | GL2410512 | 2024-09-24 | 2024-09-24 | 2024-10-25
121701861-2 | 121701861 - APPROVED | 2 | O-15931-00 | Double Tape 3M 1" Merah - P/N : - pc | 15 | Pieces | IDR | 78500 | 1177500 | 2024-09-26 | FIP Engineering | Mochammad Fadhillah Hakim, | FIP Engineering | FIP-DOM-000-11304-OS00001-INA-000000 | PO Closed | GL2410512 | 2024-09-24 | 2024-09-24 | 2024-10-25
121701861-3 | 121701861 - APPROVED | 3 | O-54014-00 | STEKER 1 PHASE, BROCO | 10 | Pieces | IDR | 11500 | 115000 | 2024-09-26 | FIP Engineering | Mochammad Fadhillah Hakim, | FIP Engineering | FIP-DOM-000-11304-OS00001-INA-000000 | PO Closed | GL2410512 | 2024-09-24 | 2024-09-24 | 2024-10-25
121701862-1 | 121701862 - APPROVED | 1 | Q-10656-00 | Kuas Cat Uk. 5 inch;Eterna;Tipe 633;pack size per pcs | 4 | Pieces | IDR | 18500 | 74000 | 2024-09-26 | FIP Engineering | Mochammad Fadhillah Hakim, | FIP Engineering | FIP-DOM-000-11304-OS00001-INA-000000 | PO Closed | GL2410022 | 2024-09-24 | 2024-10-03 | 2024-10-31
121701862-2 | 121701862 - APPROVED | 2 | Q-10153-00 | Roller cat 110mm | 10 | Pieces | IDR | 27000 | 270000 | 2024-09-27 | FIP Engineering | Mochammad Fadhillah Hakim, | FIP Engineering | FIP-DOM-000-11304-OS00001-INA-000000 | PO Closed | GL2410022 | 2024-09-24 | 2024-10-03 | 2024-10-31
121701882-1 | 121701882 - APPROVED | 1 | S-60050-00 | Jasa Perbaikan dan Pemeliharaan Mesin Produksi; ; ; | 1 | Pieces | IDR | 123115281 | 123115281 | 2024-10-04 | FIP General | Mochammad Fadhillah Hakim, | FIP Engineering | FIP-DOM-ENG-51504-0000000-INA-000000 | PO Closed |  | 2024-10-02 | 2024-10-16
121701883-1 | 121701883 - APPROVED | 1 | S-60002-00 | Jasa Perbaikan dan Pemeliharaan Mesin Utility | 1 | Lot | IDR | 9205100 | 9205100 | 2024-10-04 | FIP General | Mochammad Fadhillah Hakim, | FIP Engineering | FIP-DOM-ENG-51508-0000000-INA-000000 | PO Closed | GL2411029 | 2024-10-02 | 2024-10-03 | 2024-12-20
121701884-1 | 121701884 - APPROVED | 1 | Q-90000-00 | Building Maintenance Pure Expense | 1 | Unit | IDR | 22950000 | 22950000 | 2024-10-04 | FIP General | Mochammad Fadhillah Hakim, | FIP Engineering | FIP-DOM-ENG-51502-0000000-INA-000000 | PO Closed | GL2410028 | 2024-10-02 | 2024-10-02 | 2024-11-29
121701885-1 | 121701885 - APPROVED | 1 | Q-90000-00 | Building Maintenance Pure Expense | 1 | Unit | IDR | 1425000 | 1425000 | 2024-10-04 | FIP General | Mochammad Fadhillah Hakim, | FIP Engineering | FIP-DOM-ENG-51502-0000000-INA-000000 | PO Closed | GL2410028 | 2024-10-02 | 2024-10-02 | 2024-11-29
121701886-1 | 121701886 - APPROVED | 1 | Q-90000-00 | Building Maintenance Pure Expense | 1 | Unit | IDR | 5817000 | 5817000 | 2024-10-04 | FIP General | Mochammad Fadhillah Hakim, | FIP Engineering | FIP-DOM-ENG-51502-0000000-INA-000000 | PO Closed | GL2509001 | 2024-10-02 | 2025-07-08 | 2025-09-30
121701887-1 | 121701887 - APPROVED | 1 | S-60002-00 | Jasa Perbaikan dan Pemeliharaan Mesin Utility; ; ; - Perbaikan Engsel Moveable Drawer | 1 | Lot | IDR | 2775000 | 2775000 | 2024-10-04 | FIP General | Mochammad Fadhillah Hakim, | FIP Engineering | FIP-DOM-ENG-51508-0000000-INA-000000 | PO Open | GL2410019 | 2024-10-02 | 2024-10-02
121701891-1 | 121701891 - APPROVED | 1 | P-18214-00 | Part for Isolator - RTP 190 mm; Alpha port 190 mm dia; ; ; | 2 | Unit | IDR | 4400000 | 8800000 | 2024-10-04 | FIP Engineering | Mochammad Fadhillah Hakim, | FIP Engineering | FIP-DOM-000-11304-OS00001-INA-000000 | PO Closed | GL2410506 | 2024-10-02 | 2024-10-03 | 2024-10-25
121701892-1 | 121701892 - APPROVED | 1 | O-19785-00 | Roda Trolley Autoclave Uk. 152,2 x 30 mm; Custom; ; | 2 | Pieces | IDR | 2785000 | 5570000 | 2024-10-04 | FIP Engineering | Mochammad Fadhillah Hakim, | FIP Engineering | FIP-DOM-000-11304-OS00001-INA-000000 | PO Closed | GL2410042 | 2024-10-02 | 2024-10-03 | 2024-11-16
121701893-1 | 121701893 - APPROVED | 1 | P-11968-00 | Berusynt FGH Spray H1 - Bechem | 4 | Pieces | IDR | 380000 | 1520000 | 2024-10-04 | FIP Engineering | Mochammad Fadhillah Hakim, | FIP Engineering | FIP-DOM-000-11304-OS00001-INA-000000 | PO Closed | GL2410017 | 2024-10-02 | 2024-10-03 | 2024-12-18
121701894-1 | 121701894 - APPROVED | 1 | S-60050-00 | Jasa Perbaikan dan Pemeliharaan Mesin Produksi; ; ; | 1 | Pieces | IDR | 7881000 | 7881000 | 2024-10-04 | FIP General | Mochammad Fadhillah Hakim, | FIP Engineering | FIP-DOM-ENG-51504-0000000-INA-000000 | PO Closed | GL2410076 | 2024-10-02 | 2024-10-03 | 2024-11-22
121701904-1 | 121701904 - APPROVED | 1 | S-62003-00 | Gas Liquid Nitrogen (LIN) - PGS; 120 M3; Refill; 14.7 Bar; Purity ? 99.999% | 1 | Tube | IDR | 790000 | 790000 | 2024-10-06 | FIP General | Mochammad Fadhillah Hakim, | FIP Engineering | FIP-DOM-ENG-51409-0000000-INA-000000 | PO Closed | GL2410445 | 2024-10-04 | 2024-10-14 | 2024-10-18
121701906-1 | 121701906 - APPROVED | 1 | S-62003-00 | Gas Liquid Nitrogen (LIN) - PGS; 120 M3; Refill; 14.7 Bar; Purity ? 99.999% | 1 | Tube | IDR | 790000 | 790000 | 2024-10-09 | FIP General | Mochammad Fadhillah Hakim, | FIP Engineering | FIP-DOM-ENG-51409-0000000-INA-000000 | PO Closed | GL2411018 | 2024-10-07 | 2024-10-14 | 2024-11-15
121701908-1 | 121701908 - APPROVED | 1 | S-60002-00 | Jasa Perbaikan dan Pemeliharaan Mesin Utility | 1 | Lot | IDR | 8400000 | 8400000 | 2024-10-09 | FIP General | Mochammad Fadhillah Hakim, | FIP Engineering | FIP-DOM-ENG-51508-0000000-INA-000000 | PO Closed | GL2410074 | 2024-10-07 | 2024-10-07 | 2024-11-29
121701916-1 | 121701916 - APPROVED | 1 | O-19912-00 | Pipa N2 Mixing SUS 316 dia 1/2 & 1 inch, uk 248x50 mm; Custom; ; | 2 | Pieces | IDR | 2775000 | 5550000 | 2024-10-10 | FIP Engineering | Mochammad Fadhillah Hakim, | FIP Engineering | FIP-DOM-000-11304-OS00001-INA-000000 | PO Closed | GL2411005 | 2024-10-08 | 2024-10-14 | 2024-12-06
121701928-1 | 121701928 - APPROVED | 1 | S-60002-00 | Jasa Perbaikan dan Pemeliharaan Mesin Utility | 1 | Lot | IDR | 3500000 | 3500000 | 2024-10-12 | FIP General | Mochammad Fadhillah Hakim, | FIP Engineering | FIP-DOM-ENG-51508-0000000-INA-000000 | PO Closed | GL2410074 | 2024-10-10 | 2024-10-14 | 2024-11-29
121701935-1 | 121701935 - APPROVED | 1 | T-20105-00 | 900 Resin Bed for TOC Sievers; ; ; | 1 | Pieces | IDR | 17660000 | 17660000 | 2024-10-16 | FIP General | Mochammad Fadhillah Hakim, | FIP Engineering | FIP-DOM-ENG-51505-0000000-INA-000000 | PO Closed | GL2411455 | 2024-10-14 | 2024-10-30 | 2024-11-22
121701935-2 | 121701935 - APPROVED | 2 | T-20113-00 | 900 UV lamp; Sievers; P/N CARK35010-01; 1 pc | 1 | Pieces | IDR | 15680000 | 15680000 | 2024-10-16 | FIP General | Mochammad Fadhillah Hakim, | FIP Engineering | FIP-DOM-ENG-51505-0000000-INA-000000 | PO Closed | GL2411455 | 2024-10-14 | 2024-10-30 | 2024-11-22
121701935-3 | 121701935 - APPROVED | 3 | T-20112-00 | 900 Sample pump tubing; Sievers; P/N CATU 96200; 1 pc | 1 | Pieces | IDR | 3775000 | 3775000 | 2024-10-16 | FIP General | Mochammad Fadhillah Hakim, | FIP Engineering | FIP-DOM-ENG-51505-0000000-INA-000000 | PO Closed | GL2411455 | 2024-10-14 | 2024-10-30 | 2024-11-22
121701936-1 | 121701936 - APPROVED | 1 | O-53047-00 | MCB 400V 10kA 3Pole; Siemens; 5SL4304-7CC; | 3 | Pieces | IDR | 775000 | 2325000 | 2024-10-16 | FIP Engineering | Mochammad Fadhillah Hakim, | FIP Engineering | FIP-DOM-000-11304-OS00001-INA-000000 | PO Closed | GL2411052 | 2024-10-14 | 2024-10-16 | 2024-12-20
121701942-1 | 121701942 - APPROVED | 1 |  | Pemasangan Lampu LED (Replace Lampu Mercury) Warehouse | 1 | Lot | IDR | 35200000 | 35200000 | 2024-10-17 | FIP General | Mochammad Fadhillah Hakim, | FIP Engineering | FIP-DOM-ENG-13405-EQ24054-INA-000000 | PO Closed | GL2411007 | 2024-10-15 | 2024-10-25 | 2024-12-18
121701949-1 | 121701949 - APPROVED | 1 | S-60002-00 | Jasa Perbaikan dan Pemeliharaan Mesin Utility | 1 | Lot | IDR | 12600000 | 12600000 | 2024-10-18 | FIP General | Mochammad Fadhillah Hakim, | FIP Engineering | FIP-DOM-ENG-51508-0000000-INA-000000 | PO Closed | GL2410074 | 2024-10-16 | 2024-10-16 | 2024-11-29
121701950-1 | 121701950 - APPROVED | 1 | S-60002-00 | Jasa Perbaikan dan Pemeliharaan Mesin Utility | 1 | Lot | IDR | 4100000 | 4100000 | 2024-10-18 | FIP General | Mochammad Fadhillah Hakim, | FIP Engineering | FIP-DOM-ENG-51508-0000000-INA-000000 | PO Closed | GL2410074 | 2024-10-16 | 2024-10-16 | 2024-11-29
121701953-1 | 121701953 - APPROVED | 1 | P-19410-00 | General - Bearing NATA5902; IKO; -; 1 pc | 20 | Pieces | IDR | 136635 | 2732700 | 2024-10-23 | FIP Engineering | Mochammad Fadhillah Hakim, | FIP Engineering | FIP-DOM-ENG-51504-OS00001-INA-000000 | PO Closed | GL2411024 | 2024-10-21 | 2024-10-21 | 2024-11-22
121701957-1 | 121701957 - APPROVED | 1 | O-19849-00 | Sabuk Tangki MixingCustom | 2 | Pieces | IDR | 2245000 | 4490000 | 2024-10-23 | FIP Engineering | Mochammad Fadhillah Hakim, | FIP Engineering | FIP-DOM-000-11304-OS00001-INA-000000 | PO Closed | GL2411005 | 2024-10-21 | 2024-10-22 | 2024-12-06
121701958-1 | 121701958 - APPROVED | 1 | O-53133-00 | Washing RAR4 - Cable; Steriline; EC RD1A M12F8; 1 Pc | 1 | Pieces | IDR | 1082560 | 1082560 | 2024-10-23 | FIP Engineering | Mochammad Fadhillah Hakim, | FIP Engineering | FIP-DOM-000-11304-OS00001-INA-000000 | PO Closed | GL2411060 | 2024-10-21 | 2024-10-22 | 2025-03-11
121701958-2 | 121701958 - APPROVED | 2 | O-53134-00 | Washing RAR4 - IF92 Programing box with USB connection; Steriline; ; 1 Pc | 1 | Pieces | IDR | 7977080 | 7977080 | 2024-10-23 | FIP Engineering | Mochammad Fadhillah Hakim, | FIP Engineering | FIP-DOM-000-11304-OS00001-INA-000000 | PO Closed | GL2411060 | 2024-10-21 | 2024-10-22 | 2025-03-11
121701962-1 | 121701962 - APPROVED | 1 | S-60050-00 | Jasa Perbaikan dan Pemeliharaan Mesin Produksi; ; ; | 1 | Pieces | IDR | 6000000 | 6000000 | 2024-10-24 | FIP General | Mochammad Fadhillah Hakim, | FIP Engineering | FIP-DOM-ENG-51504-0000000-INA-000000 | PO Closed | GL2412030 | 2024-10-22 | 2024-11-18 | 2024-01-10
121701964-1 | 121701964 - APPROVED | 1 | Q-10153-00 | Kuas Cat Roller uk. 110 mm;No Brand;;pack size per set | 10 | Pieces | IDR | 27000 | 270000 | 2024-10-25 | FIP Engineering | Mochammad Fadhillah Hakim, | FIP Engineering | FIP-DOM-000-11304-OS00001-INA-000000 | PO Closed | GL2412458 | 2024-10-23 | 2024-10-24 | 2024-12-24
121701964-2 | 121701964 - APPROVED | 2 | Q-10656-00 | Kuas Cat Uk. 5 inch;No Brand;;pack size per pcs | 5 | Pieces | IDR | 18500 | 92500 | 2024-10-25 | FIP Engineering | Mochammad Fadhillah Hakim, | FIP Engineering | FIP-DOM-000-11304-OS00001-INA-000000 | PO Closed | GL2412458 | 2024-10-23 | 2024-10-24 | 2024-12-24
121701965-1 | 121701965 - APPROVED | 1 | O-15931-00 | Double Tape 3M 1" Merah - P/N : - pc | 5 | Pieces | IDR | 78500 | 392500 | 2024-10-25 | FIP Engineering | Mochammad Fadhillah Hakim, | FIP Engineering | FIP-DOM-000-11304-OS00001-INA-000000 | PO Closed | GL2411012 | 2024-10-23 | 2024-10-23 | 2024-12-11
121701965-2 | 121701965 - APPROVED | 2 | O-54014-00 | STEKER 1 PHASE, BROCO | 5 | Pieces | IDR | 11500 | 57500 | 2024-10-25 | FIP Engineering | Mochammad Fadhillah Hakim, | FIP Engineering | FIP-DOM-000-11304-OS00001-INA-000000 | PO Closed | GL2411012 | 2024-10-23 | 2024-10-23 | 2024-12-11
121701967-1 | 121701967 - APPROVED | 1 | P-17645-00 | Sodium Hiphoclorite; ; ; ltr | 75 | Liter | IDR | 5000 | 375000 | 2024-10-25 | FIP Engineering | Mochammad Fadhillah Hakim, | FIP Engineering | FIP-DOM-000-11304-OS00001-INA-000000 | PO Closed | GL2411038 | 2024-10-23 | 2024-10-28 | 2024-11-26
121701968-1 | 121701968 - APPROVED | 1 | S-11400-00 | Majun AA, No Brand, Budhi Supplies, pack size per kg | 40 | Kilogram | IDR | 39000 | 1560000 | 2024-10-25 | FIP General | Mochammad Fadhillah Hakim, | FIP Engineering | FIP-DOM-ENG-51302-0000000-INA-000000 | PO Closed | GL2411033 | 2024-10-23 | 2024-10-23 | 2024-11-29
121701969-1 | 121701969 - APPROVED | 1 | P-11422-00 | Selang Festo Pun-H-10x1.5 / Blue NR : 197386 | 50 | Meter | IDR | 129854 | 6492700 | 2024-10-25 | FIP Engineering | Mochammad Fadhillah Hakim, | FIP Engineering | FIP-DOM-000-11304-OS00001-INA-000000 | PO Closed | GL2504358 | 2024-10-23 | 2025-04-09 | 2024-10-25
121701969-2 | 121701969 - APPROVED | 2 | P-12305-00 | FESTO - QST-6 Push in t-connection p/n 153129 | 5 | Pieces | IDR | 66319 | 331595 | 2024-10-25 | FIP Engineering | Mochammad Fadhillah Hakim, | FIP Engineering | FIP-DOM-000-11304-OS00001-INA-000000 | PO Closed | GL2505366 | 2024-10-23 | 2025-04-09 | 2025-05-23
121701972-1 | 121701972 - APPROVED | 1 | Q-90000-00 | Building Maintenance Pure Expense | 5 | Unit | IDR | 375000 | 1875000 | 2024-10-25 | FIP General | Mochammad Fadhillah Hakim, | FIP Engineering | FIP-DOM-ENG-51502-0000000-INA-000000 | PO Closed | GL2410059 | 2024-10-23 | 2024-10-23 | 2024-11-22
121701973-1 | 121701973 - APPROVED | 1 | Q-90000-00 | Building Maintenance Pure Expense | 1 | Unit | IDR | 4575000 | 4575000 | 2024-10-26 | FIP General | Mochammad Fadhillah Hakim, | FIP Engineering | FIP-DOM-ENG-51502-0000000-INA-000000 | PO Closed | GL2411031 | 2024-10-24 | 2024-11-08 | 2024-12-20
121701977-1 | 121701977 - APPROVED | 1 |  | Sparepart BAS EMS (Module Power Supply) | 1 | Unit | IDR | 14900000 | 14900000 | 2024-10-27 | FIP General | Mochammad Fadhillah Hakim, | FIP Engineering | FIP-DOM-ENG-13404-MC24030-INA-000000 | PO Closed | GL2411019 | 2024-10-25 | 2024-11-04 | 2024-12-03
121701977-2 | 121701977 - APPROVED | 2 |  | Sparepart BAS EMS (I/O Module TXM1.8X) | 1 | Unit | IDR | 12180000 | 12180000 | 2024-10-27 | FIP General | Mochammad Fadhillah Hakim, | FIP Engineering | FIP-DOM-ENG-13404-MC24030-INA-000000 | PO Closed | GL2411019 | 2024-10-25 | 2024-11-04 | 2024-12-03
121701982-1 | 121701982 - APPROVED | 1 | P-50099-00 | MCB 10A 10 KA 1 Phase NC45 | 3 | Pieces | IDR | 150000 | 450000 | 2024-10-27 | FIP Engineering | Mochammad Fadhillah Hakim, | FIP Engineering | FIP-DOM-000-11304-OS00001-INA-000000 | PO Closed | GL2411032 | 2024-10-25 | 2024-10-28 | 2024-10-27
121701982-2 | 121701982 - APPROVED | 2 | P-54190-00 | Stop Kontak IP55 16A; Legrand; ; | 2 | Pieces | IDR | 185000 | 370000 | 2024-10-27 | FIP Engineering | Mochammad Fadhillah Hakim, | FIP Engineering | FIP-DOM-000-11304-OS00001-INA-000000 | PO Closed | GL2411036 | 2024-10-25 | 2024-10-28 | 2024-11-22
121701984-1 | 121701984 - APPROVED | 1 | S-40335-00 | Lem Insuflex Insulation; ; ; | 3 | Can | IDR | 168750 | 506250 | 2024-10-27 | FIP General | Mochammad Fadhillah Hakim, | FIP Engineering | FIP-DOM-ENG-51404-0000000-INA-000000 | PO Closed | GL2504028 | 2024-10-25 | 2024-10-28 | 2025-05-14
121701985-1 | 121701985 - APPROVED | 1 | O-20104-00 | General - Bearing 61926; SKF; ; 1 Pc | 2 | Pieces | IDR | 7860000 | 15720000 | 2024-10-27 | FIP Engineering | Mochammad Fadhillah Hakim, | FIP Engineering | FIP-DOM-000-11304-OS00001-INA-000000 | PO Closed | GL2411043 | 2024-10-25 | 2024-10-28 | 2024-12-18
121701985-2 | 121701985 - APPROVED | 2 | P-10558-00 | General - Bearing 51113; SKF; 1 Pc | 2 | Pieces | IDR | 522000 | 1044000 | 2024-10-27 | FIP Engineering | Mochammad Fadhillah Hakim, | FIP Engineering | FIP-DOM-000-11304-OS00001-INA-000000 | PO Closed | GL2411024 | 2024-10-25 | 2024-10-28 | 2024-11-22
121701985-3 | 121701985 - APPROVED | 3 | O-20105-00 | General - Bearing 51104; SKF; ; 1 Pc | 2 | Pieces | IDR | 183600 | 367200 | 2024-10-27 | FIP Engineering | Mochammad Fadhillah Hakim, | FIP Engineering | FIP-DOM-000-11304-OS00001-INA-000000 | PO Closed | GL2411043 | 2024-10-25 | 2024-10-28 | 2024-12-18
121701985-4 | 121701985 - APPROVED | 4 | O-20106-00 | General - Bearing 32011 X; SKF; ; 1 Pc | 2 | Pieces | IDR | 384750 | 769500 | 2024-10-27 | FIP Engineering | Mochammad Fadhillah Hakim, | FIP Engineering | FIP-DOM-000-11304-OS00001-INA-000000 | PO Closed | GL2411043 | 2024-10-25 | 2024-10-28 | 2024-12-18
121701985-5 | 121701985 - APPROVED | 5 | O-20117-00 | General - Oil Seal TC 140x170x12; No Brand; ; 1 Pc | 2 | Pieces | IDR | 105000 | 210000 | 2024-10-27 | FIP Engineering | Mochammad Fadhillah Hakim, | FIP Engineering | FIP-DOM-000-11304-OS00001-INA-000000 | PO Closed | GL2411009 | 2024-10-25 | 2024-10-28 | 2024-12-06
121701985-6 | 121701985 - APPROVED | 6 | O-20118-00 | General - Oil Seal TC 150x180x12; No Brand; ; 1 Pc | 2 | Pieces | IDR | 90000 | 180000 | 2024-10-27 | FIP Engineering | Mochammad Fadhillah Hakim, | FIP Engineering | FIP-DOM-000-11304-OS00001-INA-000000 | PO Closed | GL2411009 | 2024-10-25 | 2024-10-28 | 2024-12-06
121701985-7 | 121701985 - APPROVED | 7 | O-20119-00 | General - Oil Seal TC 70x90x10; No Brand; ; 1 Pc | 2 | Pieces | IDR | 32000 | 64000 | 2024-10-27 | FIP Engineering | Mochammad Fadhillah Hakim, | FIP Engineering | FIP-DOM-000-11304-OS00001-INA-000000 | PO Closed | GL2411009 | 2024-10-25 | 2024-10-28 | 2024-12-06
121701986-1 | 121701986 - APPROVED | 1 | O-20120-00 | General - Belt T10 840 25 MM; Optibelt; ; 1 Pc | 2 | Pieces | IDR | 336000 | 672000 | 2024-10-27 | FIP Engineering | Mochammad Fadhillah Hakim, | FIP Engineering | FIP-DOM-000-11304-OS00001-INA-000000 | PO Closed | GL2411008 | 2024-10-25 | 2024-10-28 | 2024-12-06
121701987-1 | 121701987 - APPROVED | 1 | Q-70135-00 | Mini Grinder 3mm with ACC. 217 pcs IRDGS; Krisbow; 10107083; pack size per set | 1 | Set | IDR | 820250 | 820250 | 2024-10-30 | FIP General | Mochammad Fadhillah Hakim, | FIP Engineering | FIP-DOM-ENG-51404-0000000-INA-000000 | PO Closed | GL2411023 | 2024-10-28 | 2024-10-28 | 2024-11-28
121701988-1 | 121701988 - APPROVED | 1 | P-19405-00 | General- Mechanical Sear CR 32 HQQE; Grundfoss; P/N : 96525458; 1 Pc | 1 | Unit | IDR | 6700000 | 6700000 | 2024-10-30 | FIP Engineering | Mochammad Fadhillah Hakim, | FIP Engineering | FIP-DOM-000-11304-OS00001-INA-000000 | PO Closed | GL2411032 | 2024-10-28 | 2024-10-30 | 2024-11-22
121702000-1 | 121702000 - APPROVED | 1 | P-53023-00 | General - Dosing Pump, Manual Strokes + Fitur Analogue 4-20 mA; Prominent; BT4B 0708 PVT 2000UA011A00YP; 1 Unit | 1 | Unit | IDR | 17000000 | 17000000 | 2024-11-01 | FIP Engineering | Mochammad Fadhillah Hakim, | FIP Engineering | FIP-DOM-000-11304-OS00001-INA-000000 | PO Closed | GL2410072 | 2024-10-30 | 2024-10-31 | 2024-11-14
121702025-1 | 121702025 - APPROVED | 1 | P-13398-00 | MEASURING TAPE 5MX19MM W/MAGNET; ; Part No. 10070238; | 5 | Pieces | IDR | 45560 | 227800 | 2024-11-06 | FIP General | Mochammad Fadhillah Hakim, | FIP Engineering | FIP-DOM-ENG-51404-0000000-INA-000000 | PO Closed | GL2412024 | 2024-11-04 | 2024-11-04 | 2024-12-20
121702030-1 | 121702030 - APPROVED | 1 | O-18344-00 | Capping VCM200 - Roller trimmer D=48X18 inclination=7 for alucap D=20; ; ; | 10 | Pieces | IDR | 5937366 | 59373658 | 2024-11-07 | FIP Engineering | Mochammad Fadhillah Hakim, | FIP Engineering | FIP-DOM-000-11304-OS00001-INA-000000 | PO Closed | GL2411060 | 2024-11-05 | 2024-11-06 | 2025-03-11
121702031-1 | 121702031 - APPROVED | 1 | O-15902-00 | Suction Cup capping size 6R; P/N : 011010; ; ; | 100 | Pieces | IDR | 33034 | 3303360 | 2024-11-07 | FIP Engineering | Mochammad Fadhillah Hakim, | FIP Engineering | FIP-DOM-000-11304-OS00001-INA-000000 | PO Closed | GL2501032 | 2024-11-05 | 2024-11-06 | 2025-03-07
121702032-1 | 121702032 - APPROVED | 1 | P-19434-00 | General - Chemical Cleaning; Kuclean; AC 101; 1 PL = 25 Kg | 1 | Pail | IDR | 875000 | 875000 | 2024-11-07 | FIP Engineering | Mochammad Fadhillah Hakim, | FIP Engineering | FIP-DOM-000-11304-OS00001-INA-000000 | PO Closed | GL2411062 | 2024-11-05 | 2024-11-06 | 2024-11-07
121702033-1 | 121702033 - APPROVED | 1 | P-11356-00 | Roda Trolly ABUS 4" ( 100 x 27 ) Without Breake | 2 | Pieces | IDR | 465000 | 930000 | 2024-11-07 | FIP Engineering | Mochammad Fadhillah Hakim, | FIP Engineering | FIP-DOM-000-11304-OS00001-INA-000000 | PO Closed | GL2411051 | 2024-11-05 | 2024-11-05 | 2024-12-20
121702034-1 | 121702034 - APPROVED | 1 | T-20791-00 | Heater/Cooler Engine 2690; Waters; 700001066; | 1 | Unit | IDR | 22802850 | 22802850 | 2024-11-07 | FIP General | Mochammad Fadhillah Hakim, | FIP Engineering | FIP-DOM-ENG-51505-0000000-INA-000000 | PO Closed | GL2412466 | 2024-11-05 | 2024-11-05 | 2024-11-07
121702035-1 | 121702035 - APPROVED | 1 | O-20093-00 | Washing RAR4 - Dudukan Selang WFI Washing 20x45x35; Custom/Lokal; ; 1 Pc | 1 | Pieces | IDR | 1695000 | 1695000 | 2024-11-07 | FIP Engineering | Mochammad Fadhillah Hakim, | FIP Engineering | FIP-DOM-000-11304-OS00001-INA-000000 | PO Closed | GL2501005 | 2024-11-05 | 2024-11-06 | 2025-02-10
121702035-2 | 121702035 - APPROVED | 2 | O-20094-00 | Washing RAR4 - Plate Washing Spraying 166x20mm,; Custom/Lokal; ; 1 Pc | 1 | Pieces | IDR | 985000 | 985000 | 2024-11-07 | FIP Engineering | Mochammad Fadhillah Hakim, | FIP Engineering | FIP-DOM-000-11304-OS00001-INA-000000 | PO Closed | GL2501005 | 2024-11-05 | 2024-11-06 | 2025-02-10
121702041-1 | 121702041 - APPROVED | 1 | Q-90000-00 | Building Maintenance Pure Expense | 1 | Unit | IDR | 6495000 | 6495000 | 2024-11-08 | FIP General | Mochammad Fadhillah Hakim, | FIP Engineering | FIP-DOM-ENG-51502-0000000-INA-000000 | PO Closed | GL2411058 | 2024-11-06 | 2024-11-19 | 2024-12-27
121702043-1 | 121702043 - APPROVED | 1 | T-20002-00 | Jasa Perbaikan Alat Lab | 2 | Pieces | IDR | 350000 | 700000 | 2024-11-08 | FIP General | Mochammad Fadhillah Hakim, | FIP Engineering | FIP-DOM-ENG-51505-0000000-INA-000000 | PO Closed | GL2412045 | 2024-11-06 | 2024-11-13 | 2025-01-22
121702044-1 | 121702044 - APPROVED | 1 | T-20201-00 | ASSY,SOLVENT FILTER., Waters, Part No. WAT025531 | 2 | Pieces | IDR | 2325000 | 4650000 | 2024-11-08 | FIP General | Mochammad Fadhillah Hakim, | FIP Engineering | FIP-DOM-ENG-51505-0000000-INA-000000 | PO Closed | GL2412466 | 2024-11-06 | 2024-11-19 | 2024-11-08
121702044-2 | 121702044 - APPROVED | 2 | T-20118-00 | FILTER INSERT ASSY; Waters; P/N WAT088084; 1 pc | 2 | Pieces | IDR | 325166 | 650332 | 2024-11-08 | FIP General | Mochammad Fadhillah Hakim, | FIP Engineering | FIP-DOM-ENG-51505-0000000-INA-000000 | PO Closed | GL2412466 | 2024-11-06 | 2024-11-19 | 2024-11-08
121702044-3 | 121702044 - APPROVED | 3 | T-20591-00 | Kit, Performance PLUS seal pack rebuild; Waters; 700011783; 1 pieces / pack | 1 | Pieces | IDR | 5107770 | 5107770 | 2024-11-08 | FIP General | Mochammad Fadhillah Hakim, | FIP Engineering | FIP-DOM-ENG-51505-0000000-INA-000000 | PO Closed | GL2412466 | 2024-11-06 | 2024-11-19 | 2024-11-08
121702044-4 | 121702044 - APPROVED | 4 | T-20055-00 | PerformancePlus Check Valve Cartridge; Waters; p/n 700002399; | 4 | Pieces | IDR | 4377240 | 17508960 | 2024-11-08 | FIP General | Mochammad Fadhillah Hakim, | FIP Engineering | FIP-DOM-ENG-51505-0000000-INA-000000 | PO Closed | GL2412466 | 2024-11-06 | 2024-11-19 | 2024-11-08
121702044-5 | 121702044 - APPROVED | 5 | T-20975-00 | ASSY, FILTER WHEEL,ACQUITY TUV;; Waters; 700005266; 1 pcs/pack | 2 | Pack | IDR | 5254538 | 10509075 | 2024-11-08 | FIP General | Mochammad Fadhillah Hakim, | FIP Engineering | FIP-DOM-ENG-51505-0000000-INA-000000 | PO Closed | GL2412466 | 2024-11-06 | 2024-11-19 | 2024-11-08
121702047-1 | 121702047 - APPROVED | 1 | Q-10207-00 | Keramik Roman Warna Putih 40 x 40 cm;Roman;CN: 447106;pack size per pack | 10 | Box | IDR | 150000 | 1500000 | 2024-11-09 | FIP Engineering | Mochammad Fadhillah Hakim, | FIP Engineering | FIP-DOM-000-11304-OS00001-INA-000000 | PO Closed | GL2412458 | 2024-11-07 | 2024-11-14 | 2024-12-24
121702051-1 | 121702051 - APPROVED | 1 | P-51928-00 | Battery Lithium 3V CR2477N; ; ; | 5 | Pieces | IDR | 153000 | 765000 | 2024-11-10 | FIP Engineering | Mochammad Fadhillah Hakim, | FIP Engineering | FIP-DOM-000-11304-OS00001-INA-000000 | PO Closed | GL2411051 | 2024-11-08 | 2024-11-13 | 2024-12-20
121702051-2 | 121702051 - APPROVED | 2 | S-40011-00 | Battery Lithium 3,6 V LS 14250, Shaft | 2 | Pieces | IDR | 300000 | 600000 | 2024-11-10 | FIP General | Mochammad Fadhillah Hakim, | FIP Engineering | FIP-DOM-ENG-51504-0000000-INA-000000 | PO Closed | GL2412020 | 2024-11-08 | 2024-11-13 | 2024-12-27
121702059-1 | 121702059 - APPROVED | 1 |  | AC Portable MIDEA MPF2-12CRN 1,5PK | 2 | Unit | IDR | 5875000 | 11750000 | 2024-11-13 | FIP General | Mochammad Fadhillah Hakim, | FIP Engineering | FIP-DOM-ENG-13404-MC24030-INA-000000 | PO Closed | GL2412043 | 2024-11-11 | 2024-11-13 | 2025-01-06
121702060-1 | 121702060 - APPROVED | 1 | T-25577-00 | UV LAMP FOR M500 TOC Analyzer; Sievers; TOC M500; 1 pc | 1 | Pieces | IDR | 16780000 | 16780000 | 2024-11-13 | FIP General | Mochammad Fadhillah Hakim, | FIP Engineering | FIP-DOM-ENG-51505-0000000-INA-000000 | PO Closed | GL2411047 | 2024-11-11 | 2024-11-19 | 2025-01-15
121702060-2 | 121702060 - APPROVED | 2 | T-25578-00 | SAMPLE PUMP HEAD FOR M500 TOC Analyzer; Sievers; TOC M500; 1 pc | 1 | Pieces | IDR | 7200000 | 7200000 | 2024-11-13 | FIP General | Mochammad Fadhillah Hakim, | FIP Engineering | FIP-DOM-ENG-51505-0000000-INA-000000 | PO Closed | GL2411047 | 2024-11-11 | 2024-11-19 | 2025-01-15
121702060-3 | 121702060 - APPROVED | 3 | T-25579-00 | RESIN BED REPLACEMENT FOR M500 TOC Analyzer; Sievers; TOC M500; 1 pc | 1 | Pieces | IDR | 19725000 | 19725000 | 2024-11-13 | FIP General | Mochammad Fadhillah Hakim, | FIP Engineering | FIP-DOM-ENG-51505-0000000-INA-000000 | PO Closed | GL2411047 | 2024-11-11 | 2024-11-19 | 2025-01-15
121702062-1 | 121702062 - APPROVED | 1 | Q-12060-00 | Polyurethane (PU) Foam Sealent Spray; No Brand; LX-100; pack size 750 ml per botol | 5 | Botol | IDR | 67500 | 337500 | 2024-11-14 | FIP Engineering | Mochammad Fadhillah Hakim, | FIP Engineering | FIP-DOM-000-11304-OS00001-INA-000000 | PO Closed | GL2412458 | 2024-11-12 | 2024-11-12 | 2024-12-24
121702073-1 | 121702073 - APPROVED | 1 | P-17645-00 | Sodium Hiphoclorite; ; ; ltr | 450 | Liter | IDR | 5000 | 2250000 | 2024-11-21 | FIP Engineering | Mochammad Fadhillah Hakim, | FIP Engineering | FIP-DOM-000-11304-OS00001-INA-000000 | PO Closed | GL2411046 | 2024-11-19 | 2024-11-19 | 2024-11-26
121702074-1 | 121702074 - APPROVED | 1 | T-80109-00 | Cellotape Kertas 1 inch warna Putih | 10 | Roll | IDR | 5500 | 55000 | 2024-11-21 | FIP General | Mochammad Fadhillah Hakim, | FIP Engineering | FIP-DOM-ENG-51411-OS00001-INA-000000 | PO Closed | GL2412025 | 2024-11-19 | 2024-11-19 | 2024-12-20
121702075-1 | 121702075 - APPROVED | 1 | O-16731-00 | Autoclave Fedegari FVA2/A1 NB2963AT - KIT Ricambi Valv. DN10 ON-OFF FEDEGARI ASIA PTE LTD P/N : KK000301 pc | 6 | Pieces | IDR | 488680 | 2932079 | 2024-11-21 | FIP Engineering | Mochammad Fadhillah Hakim, | FIP Engineering | FIP-DOM-000-11304-OS00001-INA-000000 | PO Closed | GL2501027 | 2024-11-19 | 2024-11-21 | 2025-02-28
121702076-1 | 121702076 - APPROVED | 1 | P-11169-00 | Pneumatic Fitting - QS 1/4-6 / PN : 153003 / Festo | 5 | Pieces | IDR | 32832 | 164160 | 2024-11-21 | FIP Engineering | Mochammad Fadhillah Hakim, | FIP Engineering | FIP-DOM-000-11304-OS00001-INA-000000 | PO Closed | GL2411049 | 2024-11-19 | 2024-11-19 | 2024-11-29
121702076-2 | 121702076 - APPROVED | 2 | P-12305-00 | FESTO - QST-6 Push in t-connection p/n 153129 | 8 | Pieces | IDR | 66319 | 530552 | 2024-11-21 | FIP Engineering | Mochammad Fadhillah Hakim, | FIP Engineering | FIP-DOM-000-11304-OS00001-INA-000000 | PO Closed | GL2411049 | 2024-11-19 | 2024-11-19 | 2024-11-29
121702077-1 | 121702077 - APPROVED | 1 | P-53102-00 | Lampu PLC 13watt/E27 Putih; Phillips; ; | 10 | Pieces | IDR | 46000 | 460000 | 2024-11-21 | FIP Engineering | Mochammad Fadhillah Hakim, | FIP Engineering | FIP-DOM-000-11304-OS00001-INA-000000 | PO Closed | GL2411051 | 2024-11-19 | 2024-11-19 | 2024-12-20
121702078-1 | 121702078 - APPROVED | 1 | O-54015-00 | STOP KONTAK LUBANG 4, BROCO | 15 | Unit | IDR | 49000 | 735000 | 2024-11-21 | FIP Engineering | Mochammad Fadhillah Hakim, | FIP Engineering | FIP-DOM-000-11304-OS00001-INA-000000 | PO Closed | GL2412035 | 2024-11-19 | 2024-11-19 | 2025-01-21
121702081-1 | 121702081 - APPROVED | 1 | O-54014-00 | STEKER 1 PHASE, BROCO | 10 | Pieces | IDR | 13500 | 135000 | 2024-11-21 | FIP Engineering | Mochammad Fadhillah Hakim, | FIP Engineering | FIP-DOM-000-11304-OS00001-INA-000000 | PO Closed | GL2501029 | 2024-11-19 | 2024-11-19 | 2025-02-05
121702082-1 | 121702082 - APPROVED | 1 | S-63035-00 | Cover Penutup Saklar; ; ; | 30 | Pieces | IDR | 18000 | 540000 | 2024-11-21 | FIP General | Mochammad Fadhillah Hakim, | FIP Engineering | FIP-DOM-ENG-51504-0000000-INA-000000 | PO Closed | GL2501004 | 2024-11-19 | 2024-11-26 | 2025-01-31
121702083-1 | 121702083 - APPROVED | 1 | Q-10656-00 | Kuas Cat Uk. 5 inch;No Brand;;pack size per pcs | 10 | Pieces | IDR | 18500 | 185000 | 2024-11-21 | FIP Engineering | Mochammad Fadhillah Hakim, | FIP Engineering | FIP-DOM-000-11304-OS00001-INA-000000 | PO Closed | GL2412458 | 2024-11-19 | 2024-11-21 | 2024-12-24
121702084-1 | 121702084 - APPROVED | 1 | S-40645-00 | Cable Ties, 200 x 4.8 mm; SIGMA; CS 200L; Putih;100 pcs/pack | 20 | Pack | IDR | 32000 | 640000 | 2024-11-21 | FIP General | Mochammad Fadhillah Hakim, | FIP Engineering | FIP-DOM-ENG-51404-0000000-INA-000000 | PO Closed | GL2411025 | 2024-11-19 | 2024-11-19 | 2024-12-12
121702085-1 | 121702085 - APPROVED | 1 | Q-60502-00 | Silicone Sealant, Silglaze, Type N10 White, pack size per pcs | 5 | Pieces | IDR | 39000 | 195000 | 2024-11-21 | FIP Engineering | Mochammad Fadhillah Hakim, | FIP Engineering | FIP-DOM-000-11304-OS00001-INA-000000 | PO Closed | GL2412014 | 2024-11-19 | 2024-11-19 | 2024-12-24
121702086-1 | 121702086 - APPROVED | 1 | Q-10128-00 | Thinner Super End/Impala @ 1 Liter | 5 | Pieces | IDR | 37500 | 187500 | 2024-11-21 | FIP Engineering | Mochammad Fadhillah Hakim, | FIP Engineering | FIP-DOM-000-11304-OS00001-INA-000000 | PO Closed | GL2412458 | 2024-11-19 | 2024-11-19 | 2024-12-24
121702087-1 | 121702087 - APPROVED | 1 | O-19822-00 | Flexible Front End 916 - (125.0 - 125.0) | 1 | Pieces | IDR | 14075392 | 14075392 | 2024-11-22 | FIP Engineering | Mochammad Fadhillah Hakim, | FIP Engineering | FIP-DOM-000-11304-OS00001-INA-000000 | PO Closed | GL2501021 | 2024-11-20 | 2024-11-21 | 2025-03-15
121702090-1 | 121702090 - APPROVED | 1 | Q-10586-00 | Lampu LED T5-9W-600mm; ; ; | 3 | Pieces | IDR | 55000 | 165000 | 2024-11-22 | FIP Engineering | Mochammad Fadhillah Hakim, | FIP Engineering | FIP-DOM-000-11304-OS00001-INA-000000 | PO Closed | GL2412458 | 2024-11-20 | 2024-11-20 | 2024-12-24
121702093-1 | 121702093 - APPROVED | 1 | P-53031-00 | General - Cooling Fan; Fulltech; UF15AC23-BTH; 1 Pc | 2 | Pieces | IDR | 775000 | 1550000 | 2024-11-22 | FIP Engineering | Mochammad Fadhillah Hakim, | FIP Engineering | FIP-DOM-000-11304-OS00001-INA-000000 | PO Closed | GL2411057 | 2024-11-20 | 2024-11-21 | 2024-12-06
121702095-1 | 121702095 - APPROVED | 1 | P-19449-00 | Mesin Chamber - Coil Evaporator Uk. 52 X 22 X 11; Custom/Lokal; -; 1 Pc | 2 | Unit | IDR | 6750000 | 13500000 | 2024-11-22 | FIP Engineering | Mochammad Fadhillah Hakim, | FIP Engineering | FIP-DOM-000-11304-OS00001-INA-000000 | PO Closed | GL2412010 | 2024-11-20 | 2024-11-21 | 2024-12-20
121702104-1 | 121702104 - APPROVED | 1 | O-53144-00 | Tunnel ST1L - Sensor RTD 100 ohm double element With Nepple 3x150 mm 6 wire; Custom/Lokal; 0621043011; 1 Pc = 10 M | 1 | Pieces | IDR | 1960000 | 1960000 | 2024-11-27 | FIP Engineering | Mochammad Fadhillah Hakim, | FIP Engineering | FIP-DOM-000-11304-OS00001-INA-000000 | PO Closed | GL2411059 | 2024-11-25 | 2024-11-26 | 2024-12-20
121702105-1 | 121702105 - APPROVED | 1 | T-20592-00 | Sample probe, deactivated, for Agilent 7697A headspace; Agilent; G4556-63825; 1pc | 1 | Pack | IDR | 13425000 | 13425000 | 2024-11-27 | FIP General | Mochammad Fadhillah Hakim, | FIP Engineering | FIP-DOM-ENG-51505-0000000-INA-000000 | PO Closed | GL2412465 | 2024-11-25 | 2024-11-25 | 2024-12-30
121702109-1 | 121702109 - APPROVED | 1 | P-53031-00 | General - Cooling Fan; Fulltech; UF15AC23-BTH; 1 Pc | 3 | Pieces | IDR | 775000 | 2325000 | 2024-11-28 | FIP Engineering | Mochammad Fadhillah Hakim, | FIP Engineering | FIP-DOM-000-11304-OS00001-INA-000000 | PO Closed | GL2502005 | 2024-11-26 | 2024-11-26 | 2025-02-11
121702110-1 | 121702110 - APPROVED | 1 | O-53013-00 | Heavy Duty Connector 4Pin (Male + Female); Lokal; ; | 2 | Set | IDR | 387500 | 775000 | 2024-11-28 | FIP Engineering | Mochammad Fadhillah Hakim, | FIP Engineering | FIP-DOM-000-11304-OS00001-INA-000000 | PO Closed | GL2501020 | 2024-11-26 | 2024-11-26 | 2025-02-10
121702115-1 | 121702115 - APPROVED | 1 | Q-60401-00 | Handle Pintu Bulat, Elbow Press Lock; Meroni; N13NE TB127; | 5 | Pieces | IDR | 4584956 | 22924780 | 2024-11-30 | FIP Engineering | Mochammad Fadhillah Hakim, | FIP Engineering | FIP-DOM-000-11304-OS00001-INA-000000 | PO Closed | GL2506048 | 2024-11-28 | 2025-06-03 | 2025-08-15
121702125-1 | 121702125 - APPROVED | 1 | P-16540-00 | Meteran Saku Panjang : 5 mtr | 5 | Pieces | IDR | 55000 | 275000 | 2024-12-06 | FIP General | Mochammad Fadhillah Hakim, | FIP Engineering | FIP-DOM-ENG-51404-0000000-INA-000000 | PO Closed | GL2411051 | 2024-12-04 | 2024-12-04 | 2024-12-20
121702126-1 | 121702126 - APPROVED | 1 | T-20859-00 | FID/TCD Performance evaluat sample kit ; PN : 18710-60170; Agilent; 18710-60170; 1 pcs/pack | 1 | Pack | IDR | 3855000 | 3855000 | 2024-12-06 | FIP General | Mochammad Fadhillah Hakim, | FIP Engineering | FIP-DOM-ENG-51505-0000000-INA-000000 | PO Closed | GL2412465 | 2024-12-04 | 2024-12-04 | 2024-01-17
121702126-2 | 121702126 - APPROVED | 2 | T-20860-00 | OQ/PV headspace sample ;Agilent; PN : 5182-9733; Agilent; 5182-9733; 1 pcs/pack | 1 | Pack | IDR | 5968000 | 5968000 | 2024-12-06 | FIP General | Mochammad Fadhillah Hakim, | FIP Engineering | FIP-DOM-ENG-51505-0000000-INA-000000 | PO Closed | GL2412465 | 2024-12-04 | 2024-12-04 | 2024-01-24
121702128-1 | 121702128 - APPROVED | 1 | Q-10526-00 | Cat Dustproof Propan Decor DAE 550 Peacock Blue; ; ; - TEAL-5412 | 40 | Kilogram | IDR | 112500 | 4500000 | 2024-12-06 | FIP General | Mochammad Fadhillah Hakim, | FIP Engineering | FIP-DOM-ENG-51502-0000000-INA-000000 | PO Closed | GL2412013 | 2024-12-04 | 2024-12-04 | 2024-12-31
121702128-2 | 121702128 - APPROVED | 2 | Q-10475-00 | Cat Tembok; ; ; - Cat Dulux Ambiance Brilliant White @ 20 Ltr | 3 | Can | IDR | 2382500 | 7147500 | 2024-12-06 | FIP General | Mochammad Fadhillah Hakim, | FIP Engineering | FIP-DOM-ENG-51502-0000000-INA-000000 | PO Closed | GL2412458 | 2024-12-04 | 2024-12-04 | 2024-12-24
121702129-1 | 121702129 - APPROVED | 1 | Q-10526-00 | Cat Dustproof Propan Decor DAE 550 Peacock Blue; ; ; - TEAL-5412 | 40 | Kilogram | IDR | 112500 | 4500000 | 2024-12-06 | FIP General | Mochammad Fadhillah Hakim, | FIP Engineering | FIP-DOM-ENG-51502-0000000-INA-000000 | PO Closed | GL2412013 | 2024-12-04 | 2024-12-04 | 2024-12-31
121702129-2 | 121702129 - APPROVED | 2 | Q-10475-00 | Cat Tembok; ; ; - Cat Dulux Ambiance Brilliant White @ 20 Ltr | 3 | Can | IDR | 2382500 | 7147500 | 2024-12-06 | FIP General | Mochammad Fadhillah Hakim, | FIP Engineering | FIP-DOM-ENG-51502-0000000-INA-000000 | PO Closed | GL2412458 | 2024-12-04 | 2024-12-04 | 2024-12-24
121702131-1 | 121702131 - APPROVED | 1 | P-50288-00 | Bola Lampu - Halogen 20 W Osram | 5 | Pieces | IDR | 76500 | 382500 | 2024-12-06 | FIP Engineering | Mochammad Fadhillah Hakim, | FIP Engineering | FIP-DOM-000-11304-OS00001-INA-000000 | PO Closed | GL2501304 | 2024-12-04 | 2024-12-05 | 2025-02-18
121702145-1 | 121702145 - APPROVED | 1 | O-12868-00 | Emflon PFR Membrane Filter Cartridges 0.2 um PALL P/N : AB05 PFR2 PVH4 pc | 2 | Pieces | IDR | 4892000 | 9784000 | 2024-12-19 | FIP Engineering | Mochammad Fadhillah Hakim, | FIP Engineering | FIP-DOM-000-11304-OS00001-INA-000000 | PO Closed | GL2501006 | 2024-12-17 | 2024-12-17 | 2025-02-10
121702145-2 | 121702145 - APPROVED | 2 | P-13641-00 | Filter SO 5 micron 30 inch O-ring 222 Bayonet; ; ; | 5 | Pieces | IDR | 1890000 | 9450000 | 2024-12-19 | FIP Engineering | Mochammad Fadhillah Hakim, | FIP Engineering | FIP-DOM-000-11304-OS00001-INA-000000 | PO Closed | GL2501009 | 2024-12-17 | 2024-12-17 | 2025-01-31
121702146-1 | 121702146 - APPROVED | 1 | P-12994-00 | Nippon Tape - ASF-110FR | 3 | Pieces | IDR | 600000 | 1800000 | 2024-12-19 | FIP Engineering | Mochammad Fadhillah Hakim, | FIP Engineering | FIP-DOM-000-11304-OS00001-INA-000000 | PO Closed | GL2501304 | 2024-12-17 | 2024-12-17 | 2025-02-18
121702152-1 | 121702152 - APPROVED | 1 | S-60002-00 | Jasa Perbaikan dan Pemeliharaan Mesin Utility | 1 | Lot | IDR | 10755000 | 10755000 | 2024-12-19 | FIP General | Mochammad Fadhillah Hakim, | FIP Engineering | FIP-DOM-ENG-51508-0000000-INA-000000 | PO Closed | GL2501039 | 2024-12-17 | 2025-01-09 | 2025-03-14
121702158-1 | 121702158 - APPROVED | 1 | T-20002-00 | Jasa Perbaikan Alat Lab | 1 | Pieces | IDR | 2000000 | 2000000 | 2024-12-21 | FIP General | Mochammad Fadhillah Hakim, | FIP Engineering | FIP-DOM-ENG-51505-0000000-INA-000000 | PO Closed | GL2502017 | 2024-12-19 | 2024-12-23 | 2025-02-25
121702165-1 | 121702165 - APPROVED | 1 | P-51851-00 | Capasitor/Kapasitor 2 micro Farad 400 VAC; ; ; pc | 5 | Pieces | IDR | 20000 | 100000 | 2024-12-22 | FIP Engineering | Mochammad Fadhillah Hakim, | FIP Engineering | FIP-DOM-000-11304-OS00001-INA-000000 | PO Closed | GL2501319 | 2024-12-20 | 2024-12-23 | 2025-02-20
121702168-1 | 121702168 - APPROVED | 1 | O-20230-00 | Washing RAV4 - Black Arm Mat. SUS 304; Custom/Lokal; -; 1 Pc | 2 | Pieces | IDR | 2355000 | 4710000 | 2024-12-22 | FIP Engineering | Mochammad Fadhillah Hakim, | FIP Engineering | FIP-DOM-000-11304-OS00001-INA-000000 | PO Closed | GL2502021 | 2024-12-20 | 2024-12-23 | 2025-03-20
121702168-2 | 121702168 - APPROVED | 2 | O-20231-00 | Washing RAV4 - Base Black Arm Mat. VCN; Custom/Lokal; -; 1 Pc | 1 | Pieces | IDR | 2650000 | 2650000 | 2024-12-22 | FIP Engineering | Mochammad Fadhillah Hakim, | FIP Engineering | FIP-DOM-000-11304-OS00001-INA-000000 | PO Closed | GL2502021 | 2024-12-20 | 2024-12-23 | 2025-03-20
121702169-1 | 121702169 - APPROVED | 1 | O-53150-00 | Freeze Dryer MBE1207 - FV401 Pneumativ Actuator 9611416301; Alfalaval; EB50-00044; 1 Pc | 2 | Pieces | IDR | 6822420 | 13644840 | 2024-12-22 | FIP Engineering | Mochammad Fadhillah Hakim, | FIP Engineering | FIP-DOM-000-11304-OS00001-INA-000000 | PO Closed | GL2411061 | 2024-12-20 | 2024-12-23 | 2025-08-10
121702169-2 | 121702169 - APPROVED | 2 | O-53151-00 | Freeze Dryer MBE1207 - FV401 Disused:Microswitch 9612510702; Alfalaval; EB50-00693; 1 Pc | 2 | Pieces | IDR | 9567195 | 19134390 | 2024-12-22 | FIP Engineering | Mochammad Fadhillah Hakim, | FIP Engineering | FIP-DOM-000-11304-OS00001-INA-000000 | PO Closed | GL2411061 | 2024-12-20 | 2024-12-23 | 2025-08-10
121702169-3 | 121702169 - APPROVED | 3 | O-20211-00 | Freeze Dryer MBE1207 - FV401 Butterfly valve support 9611416470; Alfalaval; EB50-00047; 1 Pc | 2 | Pieces | IDR | 544995 | 1089990 | 2024-12-22 | FIP Engineering | Mochammad Fadhillah Hakim, | FIP Engineering | FIP-DOM-000-11304-OS00001-INA-000000 | PO Closed | GL2411061 | 2024-12-20 | 2024-12-23 | 2025-08-10
121702170-1 | 121702170 - APPROVED | 1 | P-15834-00 | SMC - Pressure Filter Regulator Auto Drain AW40-40DG-A; ; ; | 5 | Pieces | IDR | 2000000 | 10000000 | 2024-12-22 | FIP Engineering | Mochammad Fadhillah Hakim, | FIP Engineering | FIP-DOM-000-11304-OS00001-INA-000000 | PO Closed | GL2501023 | 2024-12-20 | 2024-12-23 | 2025-01-28
121702171-1 | 121702171 - APPROVED | 1 | S-46129-00 | Plastik Wrap Roll, Size 50 x 200 cm x 17 micron; no brand; ; pack size per roll | 10 | Roll | IDR | 60000 | 600000 | 2024-12-22 | FIP General | Mochammad Fadhillah Hakim, | FIP Engineering | FIP-DOM-ENG-51404-0000000-INA-000000 | PO Closed | GL2501010 | 2024-12-20 | 2024-12-23 | 2025-01-28
121702171-2 | 121702171 - APPROVED | 2 | P-13429-00 | Cable Ducting 25x40mm; ; ; | 5 | Pieces | IDR | 45000 | 225000 | 2024-12-22 | FIP General | Mochammad Fadhillah Hakim, | FIP Engineering | FIP-DOM-ENG-51502-0000000-INA-000000 | PO Closed | GL2501304 | 2024-12-20 | 2024-12-23 | 2025-02-18
121702172-1 | 121702172 - APPROVED | 1 | P-14424-00 | Garam Kutreat RGN-9800F; ; ; 25Kg/zak | 225 | Kilogram | IDR | 10200 | 2295000 | 2025-01-31 | FIP Engineering | Mochammad Fadhillah Hakim, | FIP Engineering | FIP-DOM-000-11304-OS00001-INA-000000 | PO Closed | GL2501308 | 2024-12-20 | 2024-12-23 | 2025-02-07
121702172-2 | 121702172 - APPROVED | 2 | P-14424-00 | Garam Kutreat RGN-9800F; ; ; 25Kg/zak | 225 | Kilogram | IDR | 10200 | 2295000 | 2025-04-30 | FIP Engineering | Mochammad Fadhillah Hakim, | FIP Engineering | FIP-DOM-000-11304-OS00001-INA-000000 | PO Closed | GL2501308 | 2024-12-20 | 2024-12-23 | 2025-02-07
121702173-1 | 121702173 - APPROVED | 1 | P-17390-00 | PALL - AB1PFR7PVH4, 0.2 um; ; ; | 2 | Pieces | IDR | 6264000 | 12528000 | 2024-12-22 | FIP Engineering | Mochammad Fadhillah Hakim, | FIP Engineering | FIP-DOM-000-11304-OS00001-INA-000000 | PO Closed | GL2501024 | 2024-12-20 | 2024-12-23 | 2025-01-23
121702177-1 | 121702177 - APPROVED | 1 | O-53155-00 | General - Logoscreen 601; JUMO; 706521/08-114-23/000; 1 Pc | 1 | Pieces | IDR | 27000000 | 27000000 | 2024-12-25 | FIP Engineering | Mochammad Fadhillah Hakim, | FIP Engineering | FIP-DOM-000-11304-OS00001-INA-000000 | PO Closed | GL2502037 | 2024-12-23 | 2024-12-30 | 2025-03-25
121702182-1 | 121702182 - APPROVED | 1 | S-60002-00 | Jasa Perbaikan dan Pemeliharaan Mesin Utility - Perbaikan Power Board WICC | 1 | Lot | IDR | 1764632 | 1764632 | 2024-12-28 | FIP General | Mochammad Fadhillah Hakim, | FIP Engineering | FIP-DOM-ENG-51508-0000000-INA-000000 | PO Closed | GL2501034 | 2024-12-26 | 2024-12-27 | 2025-03-07
121702183-1 | 121702183 - APPROVED | 1 | S-60002-00 | Jasa Perbaikan dan Pemeliharaan Mesin Utility - Perbaikan WIHC 2 Evaporator dan Compressor 2 | 1 | Lot | IDR | 8000000 | 8000000 | 2024-12-28 | FIP General | Mochammad Fadhillah Hakim, | FIP Engineering | FIP-DOM-ENG-51508-0000000-INA-000000 | PO Closed |  | 2024-12-26 | 2024-12-30
121702201-1 | 121702201 - APPROVED | 1 |  | IONPURE CEDI MODULE - IP-LXM30X-4 | 1 | Pieces | IDR | 171808800 | 171808800 | 2025-01-05 | FIP General | Mochammad Fadhillah Hakim, | FIP Engineering | FIP-DOM-ENG-13405-EQ25003-INA-000000 | PO Closed | GL2502011 | 2025-01-03 | 2025-01-03 | 2025-04-21
121702204-1 | 121702204 - APPROVED | 1 | S-60002-00 | Jasa Perbaikan dan Pemeliharaan Mesin Utility | 1 | Lot | IDR | 39750000 | 39750000 | 2025-01-05 | FIP General | Mochammad Fadhillah Hakim, | FIP Engineering | FIP-DOM-ENG-51508-0000000-INA-000000 | PO Closed |  | 2025-01-03 | 2025-01-03
121702205-1 | 121702205 - APPROVED | 1 | O-54171-00 | Service Push Button With Plug; Melchers; ENG-SEI-42-057679-00; | 1 | Set | IDR | 25500000 | 25500000 | 2025-01-05 | FIP Engineering | Mochammad Fadhillah Hakim, | FIP Engineering | FIP-DOM-000-11304-OS00001-INA-000000 | PO Closed | GL2503003 | 2025-01-03 | 2025-01-03 | 2025-07-15
121702229-1 | 121702229 - APPROVED | 1 | P-19512-00 | General - Karet Pintu Kaca Strip Silikon H 10mm; Lokal; -; 1 meter | 40 | Meter | IDR | 30000 | 1200000 | 2025-01-11 | FIP Engineering | Mochammad Fadhillah Hakim, | FIP Engineering | FIP-DOM-000-11304-OS00001-INA-000000 | PO Closed | GL2502056 | 2025-01-09 | 2025-01-09 | 2025-02-28
121702233-1 | 121702233 - APPROVED | 1 | S-60050-00 | Jasa Perbaikan dan Pemeliharaan Mesin Produksi; ; ; | 1 | Pieces | IDR | 21211000 | 21211000 | 2025-01-11 | FIP General | Mochammad Fadhillah Hakim, | FIP Engineering | FIP-DOM-ENG-51504-0000000-INA-000000 | PO Closed |  | 2025-01-09 | 2025-01-09
121702236-1 | 121702236 - APPROVED | 1 | P-54254-00 | General - Control Valve DN20 with Actuator; Regin; DFCM-220X; 1 pcs | 6 | Pieces | IDR | 1365000 | 8190000 | 2025-01-11 | FIP Engineering | Mochammad Fadhillah Hakim, | FIP Engineering | FIP-DOM-000-11304-OS00001-INA-000000 | PO Closed | GL2501047 | 2025-01-09 | 2025-01-10 | 2025-02-04
121702237-1 | 121702237 - APPROVED | 1 | P-19484-00 | General - Sliding Pintu Lift Barang Uk. 50 x 32 mm; Custom/Lokal; -; 1 Pc | 50 | Pieces | IDR | 27600 | 1380000 | 2025-01-11 | FIP Engineering | Mochammad Fadhillah Hakim, | FIP Engineering | FIP-DOM-000-11304-OS00001-INA-000000 | PO Closed | GL2502056 | 2025-01-09 | 2025-01-10 | 2025-02-28
121702240-1 | 121702240 - APPROVED | 1 | P-19483-00 | General - Float Vent 1/2 Inch; Yoshitake; TA-22; 1 Pc | 4 | Pieces | IDR | 1620000 | 6480000 | 2025-01-11 | FIP Engineering | Mochammad Fadhillah Hakim, | FIP Engineering | FIP-DOM-000-11304-OS00001-INA-000000 | PO Closed | GL2502056 | 2025-01-09 | 2025-01-10 | 2025-03-03
121702242-1 | 121702242 - APPROVED | 1 |  | ThinkpadE14 Gen6 Intel | 1 | Unit | IDR | 15000000 | 15000000 | 2025-01-11 | FIP General | Mochammad Fadhillah Hakim, | FIP Engineering | FIP-DOM-ENG-13408-IT25001-INA-000000 | PO Closed | GL2502035 | 2025-01-09 | 2025-01-20 | 2025-05-06
121702254-1 | 121702254 - APPROVED | 1 | S-60002-00 | Jasa Perbaikan dan Pemeliharaan Mesin Utility - Untuk perbaikan Chamber Stability | 1 | Lot | IDR | 9000000 | 9000000 | 2025-01-12 | FIP General | Mochammad Fadhillah Hakim, | FIP Engineering | FIP-DOM-ENG-51508-0000000-INA-000000 | PO Closed | GL2501039 | 2025-01-10 | 2025-01-13 | 2025-03-14
121702256-1 | 121702256 - APPROVED | 1 | Q-60501-00 | Silicone Sealant, Silglaze, Type N10 Clear, pack size per pcs | 15 | Pieces | IDR | 42500 | 637500 | 2025-01-15 | FIP Engineering | Mochammad Fadhillah Hakim, | FIP Engineering | FIP-DOM-000-11304-OS00001-INA-000000 | PO Closed | GL2502008 | 2025-01-13 | 2025-01-13 | 2025-04-11
121702256-2 | 121702256 - APPROVED | 2 | Q-60501-00 | Silicone Sealant, Silglaze, Type N10 Clear, pack size per pcs | 15 | Pieces | IDR | 42500 | 637500 | 2025-01-15 | FIP Engineering | Mochammad Fadhillah Hakim, | FIP Engineering | FIP-DOM-000-11304-OS00001-INA-000000 | PO Closed | GL2502008 | 2025-01-13 | 2025-01-13 | 2025-04-11
121702257-1 | 121702257 - APPROVED | 1 | P-17830-00 | Cleaner Stainless Stell & Polish; 3M; ; | 2 | Can | IDR | 215000 | 430000 | 2025-02-17 | FIP Engineering | Mochammad Fadhillah Hakim, | FIP Engineering | FIP-DOM-000-11304-OS00001-INA-000000 | PO Closed | GL2501319 | 2025-01-13 | 2025-01-13 | 2025-02-24
121702257-2 | 121702257 - APPROVED | 2 | P-17830-00 | Cleaner Stainless Stell & Polish; 3M; ; | 2 | Can | IDR | 215000 | 430000 | 2025-08-11 | FIP Engineering | Mochammad Fadhillah Hakim, | FIP Engineering | FIP-DOM-000-11304-OS00001-INA-000000 | PO Closed | GL2501319 | 2025-01-13 | 2025-01-13 | 2025-08-11
121702258-1 | 121702258 - APPROVED | 1 | P-19521-00 | General - Regulator Gas Hydrogen; Harris; 25GX-15-H2; 1 pcs | 1 | Pieces | IDR | 3850000 | 3850000 | 2025-01-15 | FIP Engineering | Mochammad Fadhillah Hakim, | FIP Engineering | FIP-DOM-000-11304-OS00001-INA-000000 | PO Closed | GL2501319 | 2025-01-13 | 2025-01-13 | 2025-02-20
121702259-1 | 121702259 - APPROVED | 1 | S-40530-00 | Acrylic Box; ; ; - Ukuran 63,7x43,5x0,8 cm | 4 | Pieces | IDR | 350000 | 1400000 | 2025-01-15 | FIP General | Mochammad Fadhillah Hakim, | FIP Engineering | FIP-DOM-ENG-51404-0000000-INA-000000 | PO Closed | GL2501031 | 2025-01-13 | 2025-01-13 | 2025-01-31
121702260-1 | 121702260 - APPROVED | 1 | S-60050-00 | Jasa Perbaikan dan Pemeliharaan Mesin Produksi; ; ; - Perbaikan Printer Markem | 1 | Pieces | IDR | 61540000 | 61540000 | 2025-01-15 | FIP General | Mochammad Fadhillah Hakim, | FIP Engineering | FIP-DOM-ENG-51504-0000000-INA-000000 | PO Closed | GL2506054 | 2025-01-13 | 2025-05-07 | 2025-09-15
121702272-1 | 121702272 - APPROVED | 1 | T-80046-00 | Battery ALKALINE AA | 10 | Pieces | IDR | 28500 | 285000 | 2025-01-16 | FIP General | Mochammad Fadhillah Hakim, | FIP Engineering | FIP-DOM-ENG-51411-0000000-INA-000000 | PO Closed | GL2501045 | 2025-01-14 | 2025-01-15 | 2025-01-31
121702272-2 | 121702272 - APPROVED | 2 | T-80047-00 | Battery ALKALINE AAA | 5 | Pieces | IDR | 28500 | 142500 | 2025-01-16 | FIP General | Mochammad Fadhillah Hakim, | FIP Engineering | FIP-DOM-ENG-51411-0000000-INA-000000 | PO Closed | GL2501045 | 2025-01-14 | 2025-01-15 | 2025-01-31
121702272-3 | 121702272 - APPROVED | 3 | T-80043-00 | Battery ABC Kotak 9V | 5 | Pieces | IDR | 22000 | 110000 | 2025-01-16 | FIP General | Mochammad Fadhillah Hakim, | FIP Engineering | FIP-DOM-ENG-51411-0000000-INA-000000 | PO Closed | GL2501045 | 2025-01-14 | 2025-01-15 | 2025-01-31
121702272-4 | 121702272 - APPROVED | 4 | T-80681-00 | Battery Kancing Energizer CR2032 3V Lithium; ; ; | 5 | Pack | IDR | 30000 | 150000 | 2025-01-16 | FIP General | Mochammad Fadhillah Hakim, | FIP Engineering | FIP-DOM-ENG-51404-0000000-INA-000000 | PO Closed | GL2501045 | 2025-01-14 | 2025-01-15 | 2025-01-31
121702284-1 | 121702284 - APPROVED | 1 |  | KURSI KANTOR CHAIRMAN SC 1609 WARNA HITAM | 6 | Unit | IDR | 700000 | 4200000 | 2025-01-17 | FIP General | Mochammad Fadhillah Hakim, | FIP Engineering | FIP-DOM-ENG-13406-FR25001-INA-000000 | PO Closed | GL2502004 | 2025-01-15 | 2025-01-24 | 2025-02-14
121702286-1 | 121702286 - APPROVED | 1 | O-16980-00 | Freeze Dryer MBE1207 - Diaphrapm DA040E2 M4 Saunders CIPTA SOLUSI ANDALAN, PT P/N : - pc | 18 | Pieces | IDR | 1554200 | 27975600 | 2025-01-18 | FIP Engineering | Mochammad Fadhillah Hakim, | FIP Engineering | FIP-DOM-000-11304-OS00001-INA-000000 | PO Closed | GL2503039 | 2025-01-16 | 2025-01-20 | 2025-07-30
121702286-2 | 121702286 - APPROVED | 2 | O-16981-00 | Freeze Dryer MBE1207 - Diaphrapm DA025E2 M4 Saunders CIPTA SOLUSI ANDALAN, PT P/N : - pc | 30 | Pieces | IDR | 1102000 | 33060000 | 2025-01-18 | FIP Engineering | Mochammad Fadhillah Hakim, | FIP Engineering | FIP-DOM-000-11304-OS00001-INA-000000 | PO Closed | GL2503039 | 2025-01-16 | 2025-01-20 | 2025-07-30
121702293-1 | 121702293 - APPROVED | 1 | O-15398-00 | Bearing - 61800-2RS1 - P/N : - pc | 10 | Pieces | IDR | 100000 | 1000000 | 2025-01-19 | FIP Engineering | Mochammad Fadhillah Hakim, | FIP Engineering | FIP-DOM-000-11304-OS00001-INA-000000 | PO Closed | GL2503014 | 2025-01-17 | 2025-01-23 | 2025-04-15
121702293-2 | 121702293 - APPROVED | 2 | O-15398-00 | Bearing - 61800-2RS1 - P/N : - pc | 1 | Pieces | IDR | 100000 | 100000 | 2025-01-20 | FIP Engineering | Mochammad Fadhillah Hakim, | FIP Engineering | FIP-DOM-000-11304-OS00001-INA-000000 | PO Closed | GL2503014 | 2025-01-17 | 2025-01-23 | 2025-04-15
121702298-1 | 121702298 - APPROVED | 1 | P-14245-00 | General - Shut off valve HE-2-QS-8; FESTO; P/N : 153468; 1 Pc | 5 | Pieces | IDR | 236049 | 1180245 | 2025-02-17 | FIP Engineering | Mochammad Fadhillah Hakim, | FIP Engineering | FIP-DOM-000-11304-OS00001-INA-000000 | PO Closed | GL2502334 | 2025-01-18 | 2025-01-21 | 2025-02-17
121702298-2 | 121702298 - APPROVED | 2 | P-14245-00 | General - Shut off valve HE-2-QS-8; FESTO; P/N : 153468; 1 Pc | 5 | Pieces | IDR | 236049 | 1180245 | 2025-01-20 | FIP Engineering | Mochammad Fadhillah Hakim, | FIP Engineering | FIP-DOM-000-11304-OS00001-INA-000000 | PO Closed | GL2502334 | 2025-01-18 | 2025-01-21 | 2025-01-20
121702299-1 | 121702299 - APPROVED | 1 | P-11228-00 | Pneumatic Fitting - QST 8 / PN : 153130 / Festo | 3 | Pieces | IDR | 70683 | 212049 | 2025-03-17 | FIP Engineering | Mochammad Fadhillah Hakim, | FIP Engineering | FIP-DOM-000-11304-OS00001-INA-000000 | PO Closed | GL2502334 | 2025-01-18 | 2025-01-20 | 2025-03-17
121702299-2 | 121702299 - APPROVED | 2 | P-11228-00 | Pneumatic Fitting - QST 8 / PN : 153130 / Festo | 3 | Pieces | IDR | 70683 | 212049 | 2025-05-19 | FIP Engineering | Mochammad Fadhillah Hakim, | FIP Engineering | FIP-DOM-000-11304-OS00001-INA-000000 | PO Closed | GL2502334 | 2025-01-18 | 2025-01-20 | 2025-05-19
121702301-1 | 121702301 - APPROVED | 1 | Q-10153-00 | Kuas Cat Roller uk. 110 mm;No Brand;;pack size per set | 25 | Pieces | IDR | 27000 | 675000 | 2025-02-24 | FIP Engineering | Mochammad Fadhillah Hakim, | FIP Engineering | FIP-DOM-000-11304-OS00001-INA-000000 | PO Closed | GL2502028 | 2025-01-18 | 2025-01-21 | 2025-02-21
121702301-2 | 121702301 - APPROVED | 2 | Q-10153-00 | Kuas Cat Roller uk. 110 mm;No Brand;;pack size per set | 25 | Pieces | IDR | 27000 | 675000 | 2025-04-28 | FIP Engineering | Mochammad Fadhillah Hakim, | FIP Engineering | FIP-DOM-000-11304-OS00001-INA-000000 | PO Closed | GL2502028 | 2025-01-18 | 2025-01-21 | 2025-04-21
121702303-1 | 121702303 - APPROVED | 1 | Q-60025-00 | Kuas Cat Uk. 1 inch;Eterna;Tipe 611;pack size per pcs | 5 | Pieces | IDR | 2500 | 12500 | 2025-01-20 | FIP General | Mochammad Fadhillah Hakim, | FIP Engineering | FIP-DOM-ENG-51404-0000000-INA-000000 | PO Closed | GL2502052 | 2025-01-18 | 2025-01-20 | 2025-03-05
121702304-1 | 121702304 - APPROVED | 1 | O-54015-00 | STOP KONTAK LUBANG 4, BROCO | 15 | Unit | IDR | 49000 | 735000 | 2025-03-03 | FIP Engineering | Mochammad Fadhillah Hakim, | FIP Engineering | FIP-DOM-000-11304-OS00001-INA-000000 | PO Closed | GL2502338 | 2025-01-18 | 2025-01-20 | 2025-03-10
121702304-2 | 121702304 - APPROVED | 2 | O-54015-00 | STOP KONTAK LUBANG 4, BROCO | 15 | Unit | IDR | 49000 | 735000 | 2025-05-26 | FIP Engineering | Mochammad Fadhillah Hakim, | FIP Engineering | FIP-DOM-000-11304-OS00001-INA-000000 | PO Closed | GL2502338 | 2025-01-18 | 2025-01-20 | 2025-05-26
121702305-1 | 121702305 - APPROVED | 1 | P-14877-00 | General - Kabel NYYHY 3 x 2,5mm; Supreme; -; 1 meter | 100 | Meter | IDR | 24875 | 2487500 | 2025-03-03 | FIP General | Mochammad Fadhillah Hakim, | FIP Engineering | FIP-DOM-ENG-51504-0000000-INA-000000 | PO Closed | GL2502332 | 2025-01-18 | 2025-01-21 | 2025-03-03
121702306-1 | 121702306 - APPROVED | 1 | P-53102-00 | Lampu PLC 13watt/E27 Putih; Phillips; ; | 15 | Pieces | IDR | 53000 | 795000 | 2025-04-01 | FIP Engineering | Mochammad Fadhillah Hakim, | FIP Engineering | FIP-DOM-000-11304-OS00001-INA-000000 | PO Closed | GL2501319 | 2025-01-18 | 2025-01-18 | 2025-04-01
121702306-2 | 121702306 - APPROVED | 2 | P-53102-00 | Lampu PLC 13watt/E27 Putih; Phillips; ; | 15 | Pieces | IDR | 53000 | 795000 | 2025-06-16 | FIP Engineering | Mochammad Fadhillah Hakim, | FIP Engineering | FIP-DOM-000-11304-OS00001-INA-000000 | PO Closed | GL2501319 | 2025-01-18 | 2025-01-18 | 2025-06-16
121702307-1 | 121702307 - APPROVED | 1 | T-80109-00 | Cellotape / Lakban Kertas 1 inch warna Putih | 30 | Roll | IDR | 5500 | 165000 | 2025-02-24 | FIP General | Mochammad Fadhillah Hakim, | FIP Engineering | FIP-DOM-ENG-51411-0000000-INA-000000 | PO Closed | GL2501045 | 2025-01-18 | 2025-01-18 | 2025-02-24
121702307-2 | 121702307 - APPROVED | 2 | T-80109-00 | Cellotape / Lakban Kertas 1 inch warna Putih | 30 | Roll | IDR | 5500 | 165000 | 2025-05-05 | FIP General | Mochammad Fadhillah Hakim, | FIP Engineering | FIP-DOM-ENG-51411-0000000-INA-000000 | PO Closed | GL2501045 | 2025-01-18 | 2025-01-18 | 2025-05-05
121702309-1 | 121702309 - APPROVED | 1 | P-17645-00 | Sodium Hiphoclorite; ; ; ltr | 240 | Liter | IDR | 5000 | 1200000 | 2025-03-03 | FIP Engineering | Mochammad Fadhillah Hakim, | FIP Engineering | FIP-DOM-000-11304-OS00001-INA-000000 | PO Closed | GL2501044 | 2025-01-18 | 2025-01-18 | 2025-03-03
121702309-2 | 121702309 - APPROVED | 2 | P-17645-00 | Sodium Hiphoclorite; ; ; ltr | 240 | Liter | IDR | 5000 | 1200000 | 2025-05-26 | FIP Engineering | Mochammad Fadhillah Hakim, | FIP Engineering | FIP-DOM-000-11304-OS00001-INA-000000 | PO Closed | GL2501044 | 2025-01-18 | 2025-01-18 | 2025-05-26
121702312-1 | 121702312 - APPROVED | 1 | P-13389-00 | Scotch Brite 3M; ; ; | 40 | Pieces | IDR | 13500 | 540000 | 2025-02-24 | FIP Engineering | Mochammad Fadhillah Hakim, | FIP Engineering | FIP-DOM-000-11304-OS00001-INA-000000 | PO Closed | GL2501319 | 2025-01-18 | 2025-01-18 | 2025-02-20
121702312-2 | 121702312 - APPROVED | 2 | P-13389-00 | Scotch Brite 3M; ; ; | 40 | Pieces | IDR | 13500 | 540000 | 2025-05-05 | FIP Engineering | Mochammad Fadhillah Hakim, | FIP Engineering | FIP-DOM-000-11304-OS00001-INA-000000 | PO Closed | GL2501319 | 2025-01-18 | 2025-01-18 | 2025-05-05
121702313-1 | 121702313 - APPROVED | 1 | Q-10249-00 | Lem Power Glue; ; ; | 40 | Pieces | IDR | 5000 | 200000 | 2025-03-24 | FIP Engineering | Mochammad Fadhillah Hakim, | FIP Engineering | FIP-DOM-000-11304-OS00001-INA-000000 | PO Closed | GL2502053 | 2025-01-18 | 2025-01-18 | 2025-03-20
121702313-2 | 121702313 - APPROVED | 2 | Q-10249-00 | Lem Power Glue; ; ; | 40 | Pieces | IDR | 5000 | 200000 | 2025-05-12 | FIP Engineering | Mochammad Fadhillah Hakim, | FIP Engineering | FIP-DOM-000-11304-OS00001-INA-000000 | PO Closed | GL2502053 | 2025-01-18 | 2025-01-18 | 2025-03-20
121702317-1 | 121702317 - APPROVED | 1 | Q-60502-00 | Silicone Sealant, Silglaze, Type N10 White, pack size per pcs | 15 | Pieces | IDR | 39000 | 585000 | 2025-02-10 | FIP Engineering | Mochammad Fadhillah Hakim, | FIP Engineering | FIP-DOM-000-11304-OS00001-INA-000000 | PO Closed | GL2502008 | 2025-01-20 | 2025-01-20 | 2025-04-11
121702317-2 | 121702317 - APPROVED | 2 | Q-60502-00 | Silicone Sealant, Silglaze, Type N10 White, pack size per pcs | 15 | Pieces | IDR | 39000 | 585000 | 2025-05-26 | FIP Engineering | Mochammad Fadhillah Hakim, | FIP Engineering | FIP-DOM-000-11304-OS00001-INA-000000 | PO Closed | GL2502008 | 2025-01-20 | 2025-01-20 | 2025-05-05
121702318-1 | 121702318 - APPROVED | 1 | O-54014-00 | STEKER 1 PHASE, BROCO | 25 | Pieces | IDR | 13500 | 337500 | 2025-03-03 | FIP Engineering | Mochammad Fadhillah Hakim, | FIP Engineering | FIP-DOM-000-11304-OS00001-INA-000000 | PO Closed | GL2502338 | 2025-01-20 | 2025-01-23 | 2025-03-10
121702318-2 | 121702318 - APPROVED | 2 | O-54014-00 | STEKER 1 PHASE, BROCO | 25 | Pieces | IDR | 13500 | 337500 | 2025-01-22 | FIP Engineering | Mochammad Fadhillah Hakim, | FIP Engineering | FIP-DOM-000-11304-OS00001-INA-000000 | PO Closed | GL2502338 | 2025-01-20 | 2025-01-23 | 2025-03-10
121702319-1 | 121702319 - APPROVED | 1 | Q-10128-00 | Thinner Super End/Impala @ 1 Liter | 5 | Pieces | IDR | 40000 | 200000 | 2025-03-03 | FIP Engineering | Mochammad Fadhillah Hakim, | FIP Engineering | FIP-DOM-000-11304-OS00001-INA-000000 | PO Closed | GL2502052 | 2025-01-20 | 2025-01-23 | 2025-03-05
121702319-2 | 121702319 - APPROVED | 2 | Q-10128-00 | Thinner Super End/Impala @ 1 Liter | 5 | Pieces | IDR | 40000 | 200000 | 2025-06-02 | FIP Engineering | Mochammad Fadhillah Hakim, | FIP Engineering | FIP-DOM-000-11304-OS00001-INA-000000 | PO Closed | GL2502052 | 2025-01-20 | 2025-01-23 | 2025-06-05
121702320-1 | 121702320 - APPROVED | 1 | Q-60501-00 | Silicone Sealant, Silglaze, Type N10 Clear, pack size per pcs | 20 | Pieces | IDR | 42500 | 850000 | 2025-02-10 | FIP Engineering | Mochammad Fadhillah Hakim, | FIP Engineering | FIP-DOM-000-11304-OS00001-INA-000000 | PO Closed | GL2502008 | 2025-01-20 | 2025-01-23 | 2025-04-11
121702320-2 | 121702320 - APPROVED | 2 | Q-60501-00 | Silicone Sealant, Silglaze, Type N10 Clear, pack size per pcs | 20 | Pieces | IDR | 42500 | 850000 | 2025-05-05 | FIP Engineering | Mochammad Fadhillah Hakim, | FIP Engineering | FIP-DOM-000-11304-OS00001-INA-000000 | PO Closed | GL2502008 | 2025-01-20 | 2025-01-23 | 2025-05-05
121702321-1 | 121702321 - APPROVED | 1 | P-51027-00 | Isolasi Kabel SCOTCH super 33+ size: 19 mmx20x0.177 mm ( vinyl electric tape ) Black 3M | 5 | Pieces | IDR | 57000 | 285000 | 2025-03-31 | FIP Engineering | Mochammad Fadhillah Hakim, | FIP Engineering | FIP-DOM-000-11304-OS00001-INA-000000 | PO Closed | GL2502332 | 2025-01-20 | 2025-01-23 | 2025-03-31
121702321-2 | 121702321 - APPROVED | 2 | P-51027-00 | Isolasi Kabel SCOTCH super 33+ size: 19 mmx20x0.177 mm ( vinyl electric tape ) Black 3M | 5 | Pieces | IDR | 57000 | 285000 | 2025-06-02 | FIP Engineering | Mochammad Fadhillah Hakim, | FIP Engineering | FIP-DOM-000-11304-OS00001-INA-000000 | PO Closed | GL2502332 | 2025-01-20 | 2025-01-23 | 2025-06-02
121702322-1 | 121702322 - APPROVED | 1 | S-40645-00 | Cable Ties, 200 x 4.8 mm; SIGMA; CS 200L; Putih;100 pcs/pack | 5 | Pack | IDR | 30000 | 150000 | 2025-01-27 | FIP General | Mochammad Fadhillah Hakim, | FIP Engineering | FIP-DOM-ENG-51404-0000000-INA-000000 | PO Closed | GL2501030 | 2025-01-20 | 2025-01-23 | 2025-02-05
121702322-2 | 121702322 - APPROVED | 2 | S-40645-00 | Cable Ties, 200 x 4.8 mm; SIGMA; CS 200L; Putih;100 pcs/pack | 5 | Pack | IDR | 30000 | 150000 | 2025-06-02 | FIP General | Mochammad Fadhillah Hakim, | FIP Engineering | FIP-DOM-ENG-51404-0000000-INA-000000 | PO Closed | GL2501030 | 2025-01-20 | 2025-01-23 | 2025-04-05
121702323-1 | 121702323 - APPROVED | 1 | S-60050-00 | Jasa Perbaikan dan Pemeliharaan Mesin Produksi; ; ; - Perbaikan Motor dan Fan Tunnel | 1 | Pieces | IDR | 4020000 | 4020000 | 2025-01-23 | FIP General | Mochammad Fadhillah Hakim, | FIP Engineering | FIP-DOM-ENG-51504-0000000-INA-000000 | PO Closed | GL2502054 | 2025-01-21 | 2025-01-23 | 2025-01-23
121702324-1 | 121702324 - APPROVED | 1 | O-51967-00 | Solid State Relay 3-32 VDC - 330 VAC 25 A; ; ; | 5 | Pieces | IDR | 390000 | 1950000 | 2025-01-23 | FIP Engineering | Mochammad Fadhillah Hakim, | FIP Engineering | FIP-DOM-000-11304-OS00001-INA-000000 | PO Closed | GL2502338 | 2025-01-21 | 2025-01-23 | 2025-03-10
121702328-1 | 121702328 - APPROVED | 1 | O-18055-00 | Robot Casepacker - Suction cup; VB17. single below; diameter Cup 17 mm.; vmeca; ; | 20 | Pieces | IDR | 150000 | 3000000 | 2025-02-10 | FIP Engineering | Mochammad Fadhillah Hakim, | FIP Engineering | FIP-DOM-000-11304-OS00001-INA-000000 | PO Closed | GL2503015 | 2025-01-21 | 2025-01-23 | 2025-03-30
121702328-2 | 121702328 - APPROVED | 2 | O-18055-00 | Robot Casepacker - Suction cup; VB17. single below; diameter Cup 17 mm.; vmeca; ; | 20 | Pieces | IDR | 150000 | 3000000 | 2025-08-11 | FIP Engineering | Mochammad Fadhillah Hakim, | FIP Engineering | FIP-DOM-000-11304-OS00001-INA-000000 | PO Closed | GL2503015 | 2025-01-21 | 2025-01-23 | 2025-08-11
121702333-1 | 121702333 - APPROVED | 1 | S-11400-00 | Majun AA, No Brand, Budhi Supplies, pack size per kg | 40 | Kilogram | IDR | 39000 | 1560000 | 2025-03-03 | FIP General | Mochammad Fadhillah Hakim, | FIP Engineering | FIP-DOM-ENG-51302-0000000-INA-000000 | PO Closed | GL2502014 | 2025-01-21 | 2025-01-23 | 2025-02-20
121702333-2 | 121702333 - APPROVED | 2 | S-11400-00 | Majun AA, No Brand, Budhi Supplies, pack size per kg | 40 | Kilogram | IDR | 39000 | 1560000 | 2025-05-19 | FIP General | Mochammad Fadhillah Hakim, | FIP Engineering | FIP-DOM-ENG-51302-0000000-INA-000000 | PO Closed | GL2502014 | 2025-01-21 | 2025-01-23 | 2025-05-20
121702336-1 | 121702336 - APPROVED | 1 | P-17347-00 | General - Pre Filter G4 2m x 20m x 2mm; Hencolin; -; 1 Roll | 1 | Pieces | IDR | 2145000 | 2145000 | 2025-01-24 | FIP Engineering | Mochammad Fadhillah Hakim, | FIP Engineering | FIP-DOM-000-11304-OS00001-INA-000000 | PO Closed | GL2502046 | 2025-01-22 | 2025-01-23 | 2025-02-24
121702337-1 | 121702337 - APPROVED | 1 | S-62036-00 | Gas Argon (Ar); 6 M3; Refill; High Purity (HP); Purity ? 99.995% | 1 | Tube | IDR | 225000 | 225000 | 2025-01-24 | FIP General | Mochammad Fadhillah Hakim, | FIP Engineering | FIP-DOM-ENG-51404-0000000-INA-000000 | PO Closed | GL2502009 | 2025-01-22 | 2025-01-23 | 2025-02-12
121702338-1 | 121702338 - APPROVED | 1 | O-53166-00 | General - Contactor AX 12-30-10 220-230 Vac 50Hz ABB 1SBL911074R8010 | 1 | Pieces | IDR | 242700 | 242700 | 2025-01-24 | FIP Engineering | Mochammad Fadhillah Hakim, | FIP Engineering | FIP-DOM-000-11304-OS00001-INA-000000 | PO Closed | GL2503022 | 2025-01-22 | 2025-01-23 | 2025-04-10
121702338-2 | 121702338 - APPROVED | 2 | O-53167-00 | General - Manual Motor Starter 100 Ka MS 132-10 ABB 1SAM350000R1010 | 1 | Pieces | IDR | 1355000 | 1355000 | 2025-01-24 | FIP Engineering | Mochammad Fadhillah Hakim, | FIP Engineering | FIP-DOM-000-11304-OS00001-INA-000000 | PO Closed | GL2503022 | 2025-01-22 | 2025-01-23 | 2025-04-10
121702338-3 | 121702338 - APPROVED | 3 | O-53168-00 | General - Manual Motor Starter 100 Ka MS 132-4.0 ABB 1SAM350000R1008 | 1 | Pieces | IDR | 783770 | 783770 | 2025-01-24 | FIP Engineering | Mochammad Fadhillah Hakim, | FIP Engineering | FIP-DOM-000-11304-OS00001-INA-000000 | PO Closed | GL2503022 | 2025-01-22 | 2025-01-23 | 2025-05-05
121702338-4 | 121702338 - APPROVED | 4 | O-53169-00 | General - Manual Motor Starter 50 Ka MS 132-20 ABB 1SAM350000R1003 | 1 | Pieces | IDR | 1066200 | 1066200 | 2025-01-24 | FIP Engineering | Mochammad Fadhillah Hakim, | FIP Engineering | FIP-DOM-000-11304-OS00001-INA-000000 | PO Closed | GL2503022 | 2025-01-22 | 2025-01-23 | 2025-06-24
121702338-5 | 121702338 - APPROVED | 5 | O-53170-00 | General - Mini Contactor B6-30-10-80 220...240 Vac ABB GJL1211001R8100 | 1 | Pieces | IDR | 432960 | 432960 | 2025-01-24 | FIP Engineering | Mochammad Fadhillah Hakim, | FIP Engineering | FIP-DOM-000-11304-OS00001-INA-000000 | PO Closed | GL2503022 | 2025-01-22 | 2025-01-23 | 2025-04-10
121702338-6 | 121702338 - APPROVED | 6 | O-53171-00 | General - Three Phase Monitoring Cm-Pfs.S. ABB 1SVR730824R9300 | 1 | Pieces | IDR | 2615000 | 2615000 | 2025-01-24 | FIP Engineering | Mochammad Fadhillah Hakim, | FIP Engineering | FIP-DOM-000-11304-OS00001-INA-000000 | PO Closed | GL2503022 | 2025-01-22 | 2025-01-23 | 2025-04-10
121702340-1 | 121702340 - APPROVED | 1 | O-20298-00 | Marchesini Ma155 - Belt Conveyor PU UOUO 1120 x 75 x 1.1 mmE Custom/Lokal - | 4 | Pieces | IDR | 186700 | 746800 | 2025-01-24 | FIP Engineering | Mochammad Fadhillah Hakim, | FIP Engineering | FIP-DOM-000-11304-OS00001-INA-000000 | PO Closed | GL2503016 | 2025-01-22 | 2025-01-23 | 2025-04-24
121702341-1 | 121702341 - APPROVED | 1 | O-20296-00 | General - Rotating Pincer Pneumatik SMC MRHQ20D-180S-DIN00358 | 5 | Pieces | IDR | 12065000 | 60325000 | 2025-01-24 | FIP Engineering | Mochammad Fadhillah Hakim, | FIP Engineering | FIP-DOM-000-11304-OS00001-INA-000000 | PO Closed | GL2503005 | 2025-01-22 | 2025-01-24 | 2025-05-10
121702342-1 | 121702342 - APPROVED | 1 | O-20299-00 | Mixing Tank - Tatakan Sampling Duran 100 57 x 101,6 x 155 mm Custom/Lokal - | 1 | Pieces | IDR | 1875000 | 1875000 | 2025-01-24 | FIP Engineering | Mochammad Fadhillah Hakim, | FIP Engineering | FIP-DOM-000-11304-OS00001-INA-000000 | PO Closed | GL2503018 | 2025-01-22 | 2025-01-23 | 2025-04-24
121702342-2 | 121702342 - APPROVED | 2 | O-20300-00 | Mixing Tank - Tatakan Sampling Duran 200 70 x 110 x 40 mm Custom/Lokal - | 1 | Pieces | IDR | 1255000 | 1255000 | 2025-01-24 | FIP Engineering | Mochammad Fadhillah Hakim, | FIP Engineering | FIP-DOM-000-11304-OS00001-INA-000000 | PO Closed | GL2503018 | 2025-01-22 | 2025-01-23 | 2025-04-24
121702343-1 | 121702343 - APPROVED | 1 | P-19540-00 | General - Roda Pu 3 Inch Drat 1/2 Inch X 30Mm - - | 8 | Set | IDR | 185000 | 1480000 | 2025-01-24 | FIP Engineering | Mochammad Fadhillah Hakim, | FIP Engineering | FIP-DOM-000-11304-OS00001-INA-000000 | PO Closed | GL2502332 | 2025-01-22 | 2025-01-23 | 2025-01-24
121702344-1 | 121702344 - APPROVED | 1 | P-19539-00 | General - Roda Pu 3 Inch 75X32 Mm Tanpa Bracket - - | 10 | Pieces | IDR | 22500 | 225000 | 2025-01-24 | FIP Engineering | Mochammad Fadhillah Hakim, | FIP Engineering | FIP-DOM-000-11304-OS00001-INA-000000 | PO Closed | GL2502332 | 2025-01-22 | 2025-01-24 | 2025-01-24
121702351-1 | 121702351 - APPROVED | 1 | S-60050-00 | Jasa Perbaikan dan Pemeliharaan Mesin Produksi; ; ; - Perbaikan Loundry Danube | 1 | Pieces | IDR | 9025000 | 9025000 | 2025-01-25 | FIP General | Mochammad Fadhillah Hakim, | FIP Engineering | FIP-DOM-ENG-51504-0000000-INA-000000 | PO Closed |  | 2025-01-23 | 2025-02-28 | 2025-05-30
121702352-1 | 121702352 - APPROVED | 1 | P-52662-00 | Temperature Controller - TK4S- 14SN 100-240 VAC AUTONICS; ; ; | 2 | Pieces | IDR | 646100 | 1292200 | 2025-01-25 | FIP Engineering | Mochammad Fadhillah Hakim, | FIP Engineering | FIP-DOM-000-11304-OS00001-INA-000000 | PO Closed | GL2503033 | 2025-01-23 | 2025-01-30 | 2025-01-25
121702353-1 | 121702353 - APPROVED | 1 | Q-10984-00 | Door Seal Karet Penutup Bawah Pintu Abu 2,5 cm x 1 M; ; ; | 10 | Pieces | IDR | 26000 | 260000 | 2025-01-25 | FIP General | Mochammad Fadhillah Hakim, | FIP Engineering | FIP-DOM-000-51502-0000000-INA-000000 | PO Closed | GL2502028 | 2025-01-23 | 2025-01-30 | 2025-02-21
121702354-1 | 121702354 - APPROVED | 1 | Q-10302-00 | Compound / Kompon Gypsum;No Brand;;pack size 20 kg per pck | 3 | Pack | IDR | 175000 | 525000 | 2025-01-25 | FIP General | Mochammad Fadhillah Hakim, | FIP Engineering | FIP-DOM-000-51502-0000000-INA-000000 | PO Closed | GL2502052 | 2025-01-23 | 2025-01-30 | 2025-03-05
121702356-1 | 121702356 - APPROVED | 1 | T-20002-00 | Jasa Perbaikan Alat Lab - Perbaikan Chamber BOD | 1 | Pieces | IDR | 8600000 | 8600000 | 2025-01-26 | FIP General | Mochammad Fadhillah Hakim, | FIP Engineering | FIP-DOM-ENG-51505-0000000-INA-000000 | PO Closed | GL2502051 | 2025-01-24 | 2025-01-30 | 2025-02-28
121702357-1 | 121702357 - APPROVED | 1 | P-53059-00 | General - Mainboard Photometer 2I SN 23425 ATI P/N : 0400170 | 1 | Unit | IDR | 34500000 | 34500000 | 2025-01-26 | FIP Engineering | Mochammad Fadhillah Hakim, | FIP Engineering | FIP-DOM-000-11304-OS00001-INA-000000 | PO Closed | GL2502045 | 2025-01-24 | 2025-01-30 | 2025-02-24
121702358-1 | 121702358 - APPROVED | 1 | O-20292-00 | Strainer Machine - Strainer Crabs CR4 Capping 18X20 mm Custom/Lokal | 1 | Pieces | IDR | 1875000 | 1875000 | 2025-01-26 | FIP Engineering | Mochammad Fadhillah Hakim, | FIP Engineering | FIP-DOM-000-11304-OS00001-INA-000000 | PO Closed | GL2503018 | 2025-01-24 | 2025-01-30 | 2025-04-24
121702359-1 | 121702359 - APPROVED | 1 | P-53094-00 | General - Actuator; Belimo; GMX120-3; 1 pcs | 4 | Pieces | IDR | 12000000 | 48000000 | 2025-01-26 | FIP Engineering | Mochammad Fadhillah Hakim, | FIP Engineering | FIP-DOM-000-11304-OS00001-INA-000000 | PO Closed | GL2502005 | 2025-01-24 | 2025-01-30 | 2025-02-11
121702361-1 | 121702361 - APPROVED | 1 |  | Grundfos CR 32-3 A-F-A-E-HQQE 3x400D 50 HZ | 1 | Unit | IDR | 65000000 | 65000000 | 2025-01-26 | FIP General | Mochammad Fadhillah Hakim, | FIP Engineering | FIP-DOM-ENG-13405-EQ25005-INA-000000 | PO Closed | GL2506040 | 2025-01-24 | 2025-04-09 | 2025-08-30
121702378-1 | 121702378 - APPROVED | 1 | T-12045-00 | Hard disk Desktop Internal Seagate 1TB SATA; Seagate; ; | 3 | Pieces | IDR | 1382700 | 4148100 | 2025-02-05 | FIP General | Mochammad Fadhillah Hakim, | FIP Engineering | FIP-DOM-ENG-51404-0000000-INA-000000 | PO Closed | GL2503040 | 2025-02-03 | 2025-02-05 | 2025-03-24
121702382-1 | 121702382 - APPROVED | 1 | Q-90000-00 | Building Maintenance Pure Expense - Bobok Dinding | 1 | Unit | IDR | 15536000 | 15536000 | 2025-02-06 | FIP General | Mochammad Fadhillah Hakim, | FIP Engineering | FIP-DOM-ENG-51502-0000000-INA-000000 | PO Closed | GL2502026 | 2025-02-04 | 2025-02-05 | 2025-02-21
121702396-1 | 121702396 - APPROVED | 1 | P-10859-00 | Fitting PVC - Elbow PVC 1/2" Rucika AW | 5 | Pieces | IDR | 3500 | 17500 | 2025-02-09 | FIP Engineering | Mochammad Fadhillah Hakim, | FIP Engineering | FIP-DOM-000-11304-OS00001-INA-000000 | PO Closed | GL2502339 | 2025-02-07 | 2025-02-10 | 2025-03-08
121702396-2 | 121702396 - APPROVED | 2 | P-10865-00 | Fitting PVC - Elbow PVC 3/4" | 5 | Pieces | IDR | 4750 | 23750 | 2025-02-09 | FIP Engineering | Mochammad Fadhillah Hakim, | FIP Engineering | FIP-DOM-000-11304-OS00001-INA-000000 | PO Closed | GL2502339 | 2025-02-07 | 2025-02-10 | 2025-03-08
121702396-3 | 121702396 - APPROVED | 3 | P-10860-00 | Fitting PVC - Elbow PVC 1" | 5 | Pieces | IDR | 7500 | 37500 | 2025-02-09 | FIP Engineering | Mochammad Fadhillah Hakim, | FIP Engineering | FIP-DOM-000-11304-OS00001-INA-000000 | PO Closed | GL2502339 | 2025-02-07 | 2025-02-10 | 2025-03-08
121702396-4 | 121702396 - APPROVED | 4 | P-10858-00 | Fitting PVC - Elbow PVC 1 1/4" | 5 | Pieces | IDR | 8000 | 40000 | 2025-02-09 | FIP Engineering | Mochammad Fadhillah Hakim, | FIP Engineering | FIP-DOM-000-11304-OS00001-INA-000000 | PO Closed | GL2502339 | 2025-02-07 | 2025-02-10 | 2025-03-08
121702396-5 | 121702396 - APPROVED | 5 | P-10857-00 | Fitting PVC - Elbow PVC 1 1/2" Rucika AW | 5 | Pieces | IDR | 10500 | 52500 | 2025-02-09 | FIP Engineering | Mochammad Fadhillah Hakim, | FIP Engineering | FIP-DOM-000-11304-OS00001-INA-000000 | PO Closed | GL2502339 | 2025-02-07 | 2025-02-10 | 2025-03-08
121702396-6 | 121702396 - APPROVED | 6 | P-10863-00 | Fitting PVC - Elbow PVC 2" | 5 | Pieces | IDR | 15000 | 75000 | 2025-02-09 | FIP Engineering | Mochammad Fadhillah Hakim, | FIP Engineering | FIP-DOM-000-11304-OS00001-INA-000000 | PO Closed | GL2502339 | 2025-02-07 | 2025-02-10 | 2025-03-08
121702396-7 | 121702396 - APPROVED | 7 | P-10862-00 | Fitting PVC - Elbow PVC 2 1/2" | 5 | Pieces | IDR | 17000 | 85000 | 2025-02-09 | FIP Engineering | Mochammad Fadhillah Hakim, | FIP Engineering | FIP-DOM-000-11304-OS00001-INA-000000 | PO Closed | GL2502339 | 2025-02-07 | 2025-02-10 | 2025-03-08
121702396-8 | 121702396 - APPROVED | 8 | P-10899-00 | Fitting PVC - Sock PVC 3/4" | 4 | Pieces | IDR | 3000 | 12000 | 2025-02-09 | FIP Engineering | Mochammad Fadhillah Hakim, | FIP Engineering | FIP-DOM-000-11304-OS00001-INA-000000 | PO Closed | GL2502339 | 2025-02-07 | 2025-02-10 | 2025-03-08
121702396-9 | 121702396 - APPROVED | 9 | P-10897-00 | Fitting PVC - Sock PVC 1" | 4 | Pieces | IDR | 3000 | 12000 | 2025-02-09 | FIP Engineering | Mochammad Fadhillah Hakim, | FIP Engineering | FIP-DOM-000-11304-OS00001-INA-000000 | PO Closed | GL2502339 | 2025-02-07 | 2025-02-10 | 2025-03-08
121702396-10 | 121702396 - APPROVED | 10 | P-10898-00 | Fitting PVC - Sock PVC 2" | 4 | Pieces | IDR | 10000 | 40000 | 2025-02-09 | FIP Engineering | Mochammad Fadhillah Hakim, | FIP Engineering | FIP-DOM-000-11304-OS00001-INA-000000 | PO Closed | GL2502339 | 2025-02-07 | 2025-02-10 | 2025-03-08
121702396-11 | 121702396 - APPROVED | 11 | P-10906-00 | Fitting PVC - Tee PVC 1" Rucika AW | 4 | Pieces | IDR | 6000 | 24000 | 2025-02-09 | FIP Engineering | Mochammad Fadhillah Hakim, | FIP Engineering | FIP-DOM-000-11304-OS00001-INA-000000 | PO Closed | GL2502339 | 2025-02-07 | 2025-02-10 | 2025-03-08
121702400-1 | 121702400 - APPROVED | 1 | O-20297-00 | Autoclave Fedegari Fva/A1 - Oring Viton OD. 15 mm, ID. 15 mm, Tebal 2 mm Custom/Lokal - | 20 | Pieces | IDR | 27500 | 550000 | 2025-02-12 | FIP Engineering | Mochammad Fadhillah Hakim, | FIP Engineering | FIP-DOM-000-11304-OS00001-INA-000000 | PO Closed | GL2503061 | 2025-02-10 | 2025-02-10 | 2025-05-05
121702404-1 | 121702404 - APPROVED | 1 | P-52369-00 | HVAC - Pressure Flow Control MF PFC Ver.3 24 VAC/VDC 0 - 100 Pa Micatrone; ; ; | 4 | Unit | IDR | 11119500 | 44478000 | 2025-02-12 | FIP Engineering | Mochammad Fadhillah Hakim, | FIP Engineering | FIP-DOM-000-11304-OS00001-INA-000000 | PO Closed | GL2503009 | 2025-02-10 | 2025-02-15 | 2025-05-15
121702407-1 | 121702407 - APPROVED | 1 | P-53023-00 | General - Dosing Pump, Manual Strokes + Fitur Analogue 4-20 mA; Prominent; BT4B 0708 PVT 2000UA011A00YP; 1 Unit | 2 | Unit | IDR | 17000000 | 34000000 | 2025-02-12 | FIP Engineering | Mochammad Fadhillah Hakim, | FIP Engineering | FIP-DOM-000-11304-OS00001-INA-000000 | PO Closed | GL2503012 | 2025-02-10 | 2025-02-11 | 2025-04-14
121702408-1 | 121702408 - APPROVED | 1 | P-12750-00 | RUCIKA - Pipa PVC aw dia 1/2 inch Warna Abu-Abu | 4 | Pieces | IDR | 28000 | 112000 | 2025-02-12 | FIP Engineering | Mochammad Fadhillah Hakim, | FIP Engineering | FIP-DOM-000-11304-OS00001-INA-000000 | PO Closed | GL2502339 | 2025-02-10 | 2025-02-11 | 2025-02-12
121702408-2 | 121702408 - APPROVED | 2 | P-10859-00 | Fitting PVC - Elbow PVC 1/2" Rucika AW | 6 | Pieces | IDR | 3500 | 21000 | 2025-02-12 | FIP Engineering | Mochammad Fadhillah Hakim, | FIP Engineering | FIP-DOM-000-11304-OS00001-INA-000000 | PO Closed | GL2502339 | 2025-02-10 | 2025-02-11 | 2025-03-08
121702408-3 | 121702408 - APPROVED | 3 | P-12749-00 | RUCIKA - Pipa PVC AW dia 1 inch Warna Abu-Abu | 5 | Pieces | IDR | 75500 | 377500 | 2025-02-12 | FIP Engineering | Mochammad Fadhillah Hakim, | FIP Engineering | FIP-DOM-000-11304-OS00001-INA-000000 | PO Closed | GL2502339 | 2025-02-10 | 2025-02-11 | 2025-03-08
121702408-4 | 121702408 - APPROVED | 4 | P-12750-00 | RUCIKA - Pipa PVC aw dia 1/2 inch Warna Abu-Abu | 5 | Pieces | IDR | 28000 | 140000 | 2025-02-12 | FIP Engineering | Mochammad Fadhillah Hakim, | FIP Engineering | FIP-DOM-000-11304-OS00001-INA-000000 | PO Closed | GL2502339 | 2025-02-10 | 2025-02-11 | 2025-02-12
121702408-5 | 121702408 - APPROVED | 5 | P-12747-00 | RUCIKA - Pipa PVC AW dia 3/4inch | 5 | Pieces | IDR | 84500 | 422500 | 2025-02-12 | FIP Engineering | Mochammad Fadhillah Hakim, | FIP Engineering | FIP-DOM-000-11304-OS00001-INA-000000 | PO Closed | GL2502339 | 2025-02-10 | 2025-02-11 | 2025-03-08
121702410-1 | 121702410 - APPROVED | 1 | O-16334-00 | Regulator Nitrogen ( N2 ) YAMATO P/N : - pc | 1 | Pieces | IDR | 1350000 | 1350000 | 2025-02-13 | FIP Engineering | Mochammad Fadhillah Hakim, | FIP Engineering | FIP-DOM-000-11304-OS00001-INA-000000 | PO Closed | GL2503051 | 2025-02-11 | 2025-02-12 | 2025-04-13
121702411-1 | 121702411 - APPROVED | 1 | P-12883-00 | Tee PVC AW dia 1/2inch X 1/2inch | 2 | Pieces | IDR | 3150 | 6300 | 2025-02-13 | FIP Engineering | Mochammad Fadhillah Hakim, | FIP Engineering | FIP-DOM-000-11304-OS00001-INA-000000 | PO Closed | GL2502339 | 2025-02-11 | 2025-02-12 | 2025-03-08
121702411-2 | 121702411 - APPROVED | 2 | P-13735-00 | Cable Duct Round Putih 35 x 10 mm; ; ; | 2 | Pieces | IDR | 85000 | 170000 | 2025-02-13 | FIP Engineering | Mochammad Fadhillah Hakim, | FIP Engineering | FIP-DOM-000-11304-OS00001-INA-000000 | PO Closed | GL2503342 | 2025-02-11 | 2025-02-12 | 2025-03-19
121702411-3 | 121702411 - APPROVED | 3 | P-51891-00 | Exhaust Fan Panel 240VAC; ; ; | 2 | Pieces | IDR | 150000 | 300000 | 2025-02-13 | FIP Engineering | Mochammad Fadhillah Hakim, | FIP Engineering | FIP-DOM-000-11304-OS00001-INA-000000 | PO Closed | GL2503342 | 2025-02-11 | 2025-02-12 | 2025-03-19
121702412-1 | 121702412 - APPROVED | 1 | Q-60026-00 | Kuas Cat Uk. 2 inch;Eterna;Tipe 611;pack size per pcs | 10 | Pieces | IDR | 5000 | 50000 | 2025-02-13 | FIP General | Mochammad Fadhillah Hakim, | FIP Engineering | FIP-DOM-ENG-51404-OS00001-INA-000000 | PO Closed | GL2502052 | 2025-02-11 | 2025-02-12 | 2025-03-05
121702413-1 | 121702413 - APPROVED | 1 | P-53051-00 | General - Baterai NiCad Emergency TL 6V; Hokistar; BT-006; 1 Pc | 15 | Pieces | IDR | 150000 | 2250000 | 2025-02-13 | FIP Engineering | Mochammad Fadhillah Hakim, | FIP Engineering | FIP-DOM-000-11304-OS00001-INA-000000 | PO Closed | GL2503034 | 2025-02-11 | 2025-02-12 | 2025-03-24
121702414-1 | 121702414 - APPROVED | 1 | P-10874-00 | Fitting PVC - Reducer PVC 1" - 1/2" | 4 | Pieces | IDR | 6500 | 26000 | 2025-02-13 | FIP Engineering | Mochammad Fadhillah Hakim, | FIP Engineering | FIP-DOM-000-11304-OS00001-INA-000000 | PO Closed | GL2502339 | 2025-02-11 | 2025-02-12 | 2025-03-08
121702414-2 | 121702414 - APPROVED | 2 | P-10904-00 | Fitting PVC - Tee PVC 1 1/4" | 1 | Pieces | IDR | 10000 | 10000 | 2025-02-13 | FIP Engineering | Mochammad Fadhillah Hakim, | FIP Engineering | FIP-DOM-000-11304-OS00001-INA-000000 | PO Closed | GL2502339 | 2025-02-11 | 2025-02-12 | 2025-03-08
121702414-3 | 121702414 - APPROVED | 3 | P-12943-00 | Water Mur PVC dia 1/2inch | 3 | Pieces | IDR | 32500 | 97500 | 2025-02-13 | FIP Engineering | Mochammad Fadhillah Hakim, | FIP Engineering | FIP-DOM-000-11304-OS00001-INA-000000 | PO Closed | GL2502339 | 2025-02-11 | 2025-02-12 | 2025-03-08
121702414-4 | 121702414 - APPROVED | 4 | P-13598-00 | Regulator Hydrogen 96A-10M Morris; ; ; | 1 | Pieces | IDR | 1603000 | 1603000 | 2025-02-13 | FIP Engineering | Mochammad Fadhillah Hakim, | FIP Engineering | FIP-DOM-000-11304-OS00001-INA-000000 | PO Closed | GL2503344 | 2025-02-11 | 2025-02-12 | 2025-03-19
121702414-5 | 121702414 - APPROVED | 5 | P-14959-00 | PVC - Dop 1/2 inch; ; ; | 2 | Pieces | IDR | 4000 | 8000 | 2025-02-13 | FIP General | Mochammad Fadhillah Hakim, | FIP Engineering | FIP-DOM-ENG-51404-0000000-INA-000000 | PO Closed | GL2502339 | 2025-02-11 | 2025-02-12 | 2025-03-08
121702414-6 | 121702414 - APPROVED | 6 | P-14960-00 | PVC - Dop 1 inch; ; ; | 4 | Pieces | IDR | 3000 | 12000 | 2025-02-13 | FIP General | Mochammad Fadhillah Hakim, | FIP Engineering | FIP-DOM-ENG-51504-0000000-INA-000000 | PO Closed | GL2502339 | 2025-02-11 | 2025-02-12 | 2025-03-08
121702415-1 | 121702415 - APPROVED | 1 | Q-10302-00 | Compound / Kompon Gypsum;No Brand;;pack size 20 kg per pck | 5 | Pack | IDR | 75000 | 375000 | 2025-02-13 | FIP General | Mochammad Fadhillah Hakim, | FIP Engineering | FIP-DOM-ENG-51502-0000000-INA-000000 | PO Closed | GL2502052 | 2025-02-11 | 2025-02-12 | 2025-03-05
121702415-2 | 121702415 - APPROVED | 2 | Q-10750-00 | Hollow Baja Ringan 4x4cm, Tebal 0.5mm, Panjang 4m; ; ; | 3 | Pieces | IDR | 410795 | 1232385 | 2025-02-13 | FIP General | Mochammad Fadhillah Hakim, | FIP Engineering | FIP-DOM-ENG-51502-0000000-INA-000000 | PO Closed | GL2503010 | 2025-02-11 | 2025-02-12 | 2025-03-20
121702427-1 | 121702427 - APPROVED | 1 | T-12277-00 | Seagate One Touch 5TB External Hardisk; ; ; | 1 | Pieces | IDR | 3160360 | 3160360 | 2025-02-16 | FIP General | Mochammad Fadhillah Hakim, | FIP Engineering | FIP-DOM-ENG-51404-0000000-INA-000000 | PO Closed | GL2503029 | 2025-02-14 | 2025-02-17 | 2025-03-28
121702439-1 | 121702439 - APPROVED | 1 | S-60050-00 | Jasa Perbaikan dan Pemeliharaan Mesin Produksi; ; ; | 1 | Pieces | IDR | 3000000 | 3000000 | 2025-02-28 | FIP General | Mochammad Fadhillah Hakim, | FIP Engineering | FIP-DOM-ENG-51504-0000000-INA-000000 | PO Closed | GL2502057 | 2025-02-18 | 2025-02-18 | 2025-04-25
121702440-1 | 121702440 - APPROVED | 1 | O-18347-00 | Tunnel ST1L - Silicone Inflatable Gasket AIRMATIC AIR 1055 MVQ Centre length:1312 mm; ; ; | 2 | Pieces | IDR | 11109797 | 22219595 | 2025-06-18 | FIP Engineering | Mochammad Fadhillah Hakim, | FIP Engineering | FIP-DOM-000-11304-OS00001-INA-000000 | PO Closed | GL2503050 | 2025-02-18 | 2025-02-19 | 2025-06-18
121702440-2 | 121702440 - APPROVED | 2 | O-53194-00 | cRABS z064CR - Pressure Transmitter 0-500 Pa P-Sensor/PIZ (2 wires); Steriline; 20075; 1 pc | 1 | Pieces | IDR | 17050809 | 17050809 | 2025-06-18 | FIP Engineering | Mochammad Fadhillah Hakim, | FIP Engineering | FIP-DOM-000-11304-OS00001-INA-000000 | PO Closed | GL2503050 | 2025-02-18 | 2025-02-19 | 2025-06-18
121702440-3 | 121702440 - APPROVED | 3 | O-53196-00 | Tunnel ST1L - Heating Element 75W-230Vac D 10mm L 120mm Gkass Fiber Cable 400C 2.5m; Steriline; 4462; 1 pc | 1 | Pieces | IDR | 3367020 | 3367020 | 2025-06-18 | FIP Engineering | Mochammad Fadhillah Hakim, | FIP Engineering | FIP-DOM-000-11304-OS00001-INA-000000 | PO Closed | GL2503050 | 2025-02-18 | 2025-02-19 | 2025-06-18
121702440-4 | 121702440 - APPROVED | 4 | O-53195-00 | Tunnel ST1L - Heater for Tight Door 500W-230V Stainless H 60mm L 455mm T 5mm Cable L 2m; Steriline; 6763; 1 pc | 1 | Pieces | IDR | 6474960 | 6474960 | 2025-06-18 | FIP Engineering | Mochammad Fadhillah Hakim, | FIP Engineering | FIP-DOM-000-11304-OS00001-INA-000000 | PO Closed | GL2503050 | 2025-02-18 | 2025-02-19 | 2025-06-18
121702440-5 | 121702440 - APPROVED | 5 | O-53197-00 | Tunnel ST1L - Pressure Transmitter 0-250Pa output 4-20 P-Sensor/PIZ (2 Wires); Steriline; 12320; 1 pc | 1 | Pieces | IDR | 19209075 | 19209075 | 2025-06-18 | FIP Engineering | Mochammad Fadhillah Hakim, | FIP Engineering | FIP-DOM-000-11304-OS00001-INA-000000 | PO Closed | GL2503050 | 2025-02-18 | 2025-02-19 | 2025-06-18
121702440-6 | 121702440 - APPROVED | 6 | O-53198-00 | Tunnel ST1L - Pressure Transmitter 0-100Pa output 4-20 P-Sensor-PIZ (2 Wires); Steriline; 1667; 1 pc | 1 | Pieces | IDR | 16273760 | 16273760 | 2025-06-18 | FIP Engineering | Mochammad Fadhillah Hakim, | FIP Engineering | FIP-DOM-000-11304-OS00001-INA-000000 | PO Closed | GL2503050 | 2025-02-18 | 2025-02-19 | 2025-06-18
121702440-7 | 121702440 - APPROVED | 7 | O-53199-00 | Tunnel ST1L - Gear Motor N100/SO-UFR1 24VAC 50Hz Torque 4Nm Speed 2 U (R1:250; Steriline; 19474; 1 pc | 2 | Pieces | IDR | 5438980 | 10877960 | 2025-06-18 | FIP Engineering | Mochammad Fadhillah Hakim, | FIP Engineering | FIP-DOM-000-11304-OS00001-INA-000000 | PO Closed | GL2503050 | 2025-02-18 | 2025-02-19 | 2025-06-18
121702440-8 | 121702440 - APPROVED | 8 | O-53200-00 | Tunnel ST1L - Gear Motor N100/So-UFR1 24Vac 50Hz 15Nm 0.5U/min (R1:1000) Metal Cover; Steriline; 19475; 1 pc | 1 | Pieces | IDR | 5438980 | 5438980 | 2025-06-18 | FIP Engineering | Mochammad Fadhillah Hakim, | FIP Engineering | FIP-DOM-000-11304-OS00001-INA-000000 | PO Closed | GL2503050 | 2025-02-18 | 2025-02-19 | 2025-06-18
121702442-1 | 121702442 - APPROVED | 1 | O-14639-00 | EPDM Gasket for Ferrule dia. 1/2" - P/N : - pc | 50 | Pieces | IDR | 16500 | 825000 | 2025-04-04 | FIP Engineering | Mochammad Fadhillah Hakim, | FIP Engineering | FIP-DOM-000-11304-OS00001-INA-000000 | PO Closed | GL2503023 | 2025-02-18 | 2025-02-19 | 2025-04-10
121702442-2 | 121702442 - APPROVED | 2 | O-14641-00 | General - Silicone Gasket for Ferrule dia. 1" SMS/3A; -; -; 1 pc | 30 | Pieces | IDR | 14520 | 435600 | 2025-04-04 | FIP Engineering | Mochammad Fadhillah Hakim, | FIP Engineering | FIP-DOM-000-11304-OS00001-INA-000000 | PO Closed | GL2503023 | 2025-02-18 | 2025-02-19 | 2025-04-10
121702442-3 | 121702442 - APPROVED | 3 | P-12763-00 | Silicone gasket for ferrule dia 1 1/2inch Taiwan | 30 | Pieces | IDR | 16445 | 493350 | 2025-04-04 | FIP Engineering | Mochammad Fadhillah Hakim, | FIP Engineering | FIP-DOM-000-11304-OS00001-INA-000000 | PO Closed | GL2503037 | 2025-02-18 | 2025-02-19 | 2025-04-04
121702442-4 | 121702442 - APPROVED | 4 | P-12765-00 | Silicone gasket for ferrule dia 2inch Taiwan | 20 | Pieces | IDR | 17160 | 343200 | 2025-04-04 | FIP Engineering | Mochammad Fadhillah Hakim, | FIP Engineering | FIP-DOM-000-11304-OS00001-INA-000000 | PO Closed | GL2503037 | 2025-02-18 | 2025-02-19 | 2025-04-04
121702442-5 | 121702442 - APPROVED | 5 | O-14642-00 | Silicone Gasket for Ferrule dia. 2,5"; ; ; | 25 | Pieces | IDR | 19057 | 476425 | 2025-04-04 | FIP Engineering | Mochammad Fadhillah Hakim, | FIP Engineering | FIP-DOM-000-11304-OS00001-INA-000000 | PO Closed | GL2503023 | 2025-02-18 | 2025-02-19 | 2025-04-10
121702442-6 | 121702442 - APPROVED | 6 | O-14644-00 | Silicone Gasket for Ferrule dia. 4"; ; ; | 10 | Pieces | IDR | 30800 | 308000 | 2025-04-04 | FIP Engineering | Mochammad Fadhillah Hakim, | FIP Engineering | FIP-DOM-000-11304-OS00001-INA-000000 | PO Closed | GL2503023 | 2025-02-18 | 2025-02-19 | 2025-04-10
121702442-7 | 121702442 - APPROVED | 7 | O-14643-00 | EPDM Gasket for Ferrule dia. 3"; ; ; | 10 | Pieces | IDR | 37950 | 379500 | 2025-04-04 | FIP Engineering | Mochammad Fadhillah Hakim, | FIP Engineering | FIP-DOM-000-11304-OS00001-INA-000000 | PO Closed | GL2503023 | 2025-02-18 | 2025-02-19 | 2025-04-10
121702444-1 | 121702444 - APPROVED | 1 | S-60002-00 | Jasa Perbaikan dan Pemeliharaan Mesin Utility - Perbaikan dan Kalibrasi Velo | 1 | Lot | IDR | 21000000 | 21000000 | 2025-03-18 | FIP General | Mochammad Fadhillah Hakim, | FIP Engineering | FIP-DOM-ENG-51508-0000000-INA-000000 | PO Closed | GL2504049 | 2025-02-19 | 2025-02-19 | 2025-07-25
121702446-1 | 121702446 - APPROVED | 1 | P-53050-00 | General - Pompa Magnetik 150W 1 phase; Sanso; PMD 1564; 1 Unit | 2 | Unit | IDR | 6702000 | 13404000 | 2025-03-19 | FIP Engineering | Mochammad Fadhillah Hakim, | FIP Engineering | FIP-DOM-000-11304-OS00001-INA-000000 | PO Closed | GL2503034 | 2025-02-19 | 2025-02-19 | 2025-03-24
121702449-1 | 121702449 - APPROVED | 1 | O-19212-00 | Freeze Dryer MBE1207 - Orifice No. 03 068-2006; Danfoss; ; | 4 | Pieces | IDR | 130000 | 520000 | 2025-04-02 | FIP Engineering | Mochammad Fadhillah Hakim, | FIP Engineering | FIP-DOM-000-11304-OS00001-INA-000000 | PO Closed | GL2503057 | 2025-02-19 | 2025-02-19 | 2025-05-03
121702450-1 | 121702450 - APPROVED | 1 | O-18560-00 | FD Lyofast 10 - hydraulically Balanced Valve EB02-00595 Disused:CMB 20/T-N_FLUCOM Replaced by:M8596N; ; ; | 1 | Pieces | IDR | 6694445 | 6694445 | 2025-06-18 | FIP Engineering | Mochammad Fadhillah Hakim, | FIP Engineering | FIP-DOM-000-11304-OS00001-INA-000000 | PO Closed | GL2503058 | 2025-02-19 | 2025-02-19 | 2025-08-18
121702450-2 | 121702450 - APPROVED | 2 | O-52831-00 | Freeze Dryer MBE1207 - SV169 MYCOM COMPLETE SOLENOLD VALVE, XOF-240V1 include valve body and coil P/; MAYEKAWA; ; | 2 | Unit | IDR | 12474326 | 24948653 | 2025-06-18 | FIP Engineering | Mochammad Fadhillah Hakim, | FIP Engineering | FIP-DOM-000-11304-OS00001-INA-000000 | PO Closed | GL2503058 | 2025-02-19 | 2025-02-19 | 2025-08-18
121702450-3 | 121702450 - APPROVED | 3 | O-18914-00 | Freeze Dryer MBE1207 - Valve Body S20 DN40 ANSI150 Flg BODY:CI DISC:316SS Mirror finish STEM 316SS P; ; ; | 2 | Pieces | IDR | 1216105 | 2432211 | 2025-06-18 | FIP Engineering | Mochammad Fadhillah Hakim, | FIP Engineering | FIP-DOM-000-11304-OS00001-INA-000000 | PO Closed | GL2503058 | 2025-02-19 | 2025-02-19 | 2025-08-18
121702452-1 | 121702452 - APPROVED | 1 | O-19798-00 | Clamp Vacuum KF16 Alumunium; ; ; | 10 | Pieces | IDR | 607500 | 6075000 | 2025-03-19 | FIP Engineering | Mochammad Fadhillah Hakim, | FIP Engineering | FIP-DOM-000-11304-OS00001-INA-000000 | PO Closed | GL2503057 | 2025-02-19 | 2025-02-19 | 2025-05-03
121702453-1 | 121702453 - APPROVED | 1 | O-17242-00 | Belt HTD 720-5M-95mm + Lapisan Blue Sponge 6mm DIAN BATARA INTI, PT P/N : - set | 3 | Pieces | IDR | 2600000 | 7800000 | 2025-04-18 | FIP Engineering | Mochammad Fadhillah Hakim, | FIP Engineering | FIP-DOM-000-11304-OS00001-INA-000000 | PO Closed | GL2503049 | 2025-02-19 | 2025-02-21 | 2025-05-10
121702454-1 | 121702454 - APPROVED | 1 | P-50797-00 | Bola lampu 24V 5 Watt | 20 | Pieces | IDR | 20700 | 414000 | 2025-03-19 | FIP Engineering | Mochammad Fadhillah Hakim, | FIP Engineering | FIP-DOM-000-11304-OS00001-INA-000000 | PO Closed | GL2503342 | 2025-02-19 | 2025-02-21 | 2025-03-19
121702454-2 | 121702454 - APPROVED | 2 | P-51891-00 | Exhaust Fan Panel 240VAC; ; ; | 2 | Pieces | IDR | 150000 | 300000 | 2025-03-19 | FIP Engineering | Mochammad Fadhillah Hakim, | FIP Engineering | FIP-DOM-000-11304-OS00001-INA-000000 | PO Closed | GL2503342 | 2025-02-19 | 2025-02-21 | 2025-03-19
121702455-1 | 121702455 - APPROVED | 1 | P-11356-00 | Roda Trolly ABUS 4" ( 100 x 27 ) Without Breake | 2 | Pieces | IDR | 451000 | 902000 | 2025-03-19 | FIP Engineering | Mochammad Fadhillah Hakim, | FIP Engineering | FIP-DOM-000-11304-OS00001-INA-000000 | PO Closed | GL2503344 | 2025-02-19 | 2025-02-21 | 2025-03-19
121702456-1 | 121702456 - APPROVED | 1 | Q-10128-00 | Thinner Super End/Impala @ 1 Liter | 20 | Pieces | IDR | 37500 | 750000 | 2025-03-19 | FIP Engineering | Mochammad Fadhillah Hakim, | FIP Engineering | FIP-DOM-000-11304-OS00001-INA-000000 | PO Closed | GL2503011 | 2025-02-19 | 2025-02-21 | 2025-03-20
121702461-1 | 121702461 - APPROVED | 1 | O-51742-00 | SENSOR SUHU 2 x PT100 (DUPLEX), Jumo type 902810/13 Dia probe 6 mm, probe lenght 150 mm, conection threaded dia 29,1 mm. range temp. -15 ~ 150 oC. | 3 | Unit | IDR | 5750000 | 17250000 | 2025-03-07 | FIP Engineering | Mochammad Fadhillah Hakim, | FIP Engineering | FIP-DOM-000-11304-OS00001-INA-000000 | PO Closed | GL2503035 | 2025-02-21 | 2025-02-21 | 2025-06-30
121702463-1 | 121702463 - APPROVED | 1 | Q-60402-00 | Aquaproof Abu Abu; Aquaproof; Type 061 Abu Abu; 20 liter/pail | 12 | Pail | IDR | 1060000 | 12720000 | 2025-03-21 | FIP General | Mochammad Fadhillah Hakim, | FIP Engineering | FIP-DOM-ENG-51502-0000000-INA-000000 | PO Closed | GL2503011 | 2025-02-21 | 2025-02-24 | 2025-03-20
121702467-1 | 121702467 - APPROVED | 1 | P-14424-00 | Garam Kutreat RGN-9800F; ; ; 25Kg/zak | 450 | Kilogram | IDR | 10200 | 4590000 | 2025-09-26 | FIP Engineering | Mochammad Fadhillah Hakim, | FIP Engineering | FIP-DOM-000-11304-OS00001-INA-000000 | PO Closed | GL2503345 | 2025-02-26 | 2025-02-26 | 2025-09-26
121702474-1 | 121702474 - APPROVED | 1 | S-60050-00 | Jasa Perbaikan dan Pemeliharaan Mesin Produksi; ; ; - Pembuatan Tee Reducer untuk sampling N2 mesin FD | 1 | Pieces | IDR | 4676500 | 4676500 | 2025-03-02 | FIP General | Mochammad Fadhillah Hakim, | FIP Engineering | FIP-DOM-ENG-51504-0000000-INA-000000 | PO Closed | GL2504005 | 2025-02-28 | 2025-02-28 | 2025-05-16
121702475-1 | 121702475 - APPROVED | 1 | T-20123-00 | Acquity PDA/TUV 2489/2998 Perf Main Kit (lampu HPLC); Waters; P/N 201000281; 1 pc | 3 | Pieces | IDR | 12328425 | 36985275 | 2025-03-28 | FIP General | Mochammad Fadhillah Hakim, | FIP Engineering | FIP-DOM-ENG-51505-0000000-INA-000000 | PO Closed | GL2506377 | 2025-02-28 | 2025-03-05 | 2025-10-03
121702475-2 | 121702475 - APPROVED | 2 | T-20123-00 | Acquity PDA/TUV 2489/2998 Perf Main Kit (lampu HPLC); Waters; P/N 201000281; 1 pc | 3 | Pieces | IDR | 12328425 | 36985275 | 2025-06-27 | FIP General | Mochammad Fadhillah Hakim, | FIP Engineering | FIP-DOM-ENG-51505-0000000-INA-000000 | PO Closed | GL2506377 | 2025-02-28 | 2025-03-05 | 2025-10-03
121702480-1 | 121702480 - APPROVED | 1 | O-53218-00 | Mixing Tank - Sensor RTD 2X 100 Ohm (Duplex) with Transmitter Dia 6x81mm Mat SUS316 Class A; Custom/Lokal; -; 1 Pc | 1 | Pieces | IDR | 3820000 | 3820000 | 2025-04-04 | FIP Engineering | Mochammad Fadhillah Hakim, | FIP Engineering | FIP-DOM-000-11304-OS00001-INA-000000 | PO Closed | GL2503059 | 2025-02-28 | 2025-03-03 | 2025-05-04
121702487-1 | 121702487 - APPROVED | 1 | P-52119-00 | Battery UPS / 40 AH / 12 V; Panasonic/Vision; ; | 32 | Pieces | IDR | 1300000 | 41600000 | 2025-04-03 | FIP Engineering | Mochammad Fadhillah Hakim, | FIP Engineering | FIP-DOM-000-11304-OS00001-INA-000000 | PO Closed | GL2503036 | 2025-03-03 | 2025-03-04 | 2025-04-03
121702489-1 | 121702489 - APPROVED | 1 | Q-12073-00 | Door Seal Brush Alumunium; Lokal; Ukuran 100 cm x 3,5 cm; pc | 4 | Pieces | IDR | 155000 | 620000 | 2025-03-20 | FIP Engineering | Mochammad Fadhillah Hakim, | FIP Engineering | FIP-DOM-000-11304-OS00001-INA-000000 | PO Closed | GL2503078 | 2025-03-03 | 2025-03-04 | 2025-04-15
121702491-1 | 121702491 - APPROVED | 1 | O-12733-00 | Tubing Polyurethane TU1065 Clear, SMC, roll SINAR MUTIARA CAKRABUANA, PT P/N : X3 pc | 4 | Roll | IDR | 760000 | 3040000 | 2025-04-03 | FIP General | Mochammad Fadhillah Hakim, | FIP Engineering | FIP-DOM-ENG-51404-0000000-INA-000000 | PO Closed | GL2503056 | 2025-03-03 | 2025-03-04 | 2025-05-03
121702492-1 | 121702492 - APPROVED | 1 | P-10398-00 | Ball Valve SS 316 1/2" 1000 WOG SANKYO | 3 | Pieces | IDR | 54000 | 162000 | 2025-04-03 | FIP Engineering | Mochammad Fadhillah Hakim, | FIP Engineering | FIP-DOM-000-11304-OS00001-INA-000000 | PO Closed | GL2503351 | 2025-03-03 | 2025-03-04 | 2025-04-12
121702494-1 | 121702494 - APPROVED | 1 | T-25578-00 | SAMPLE PUMP HEAD FOR M500 TOC Analyzer; Sievers; TOC M500; 1 pc | 1 | Pieces | IDR | 7200000 | 7200000 | 2025-04-03 | FIP General | Mochammad Fadhillah Hakim, | FIP Engineering | FIP-DOM-ENG-51505-0000000-INA-000000 | PO Closed | GL2503348 | 2025-03-03 | 2025-03-04 | 2025-04-11
121702494-2 | 121702494 - APPROVED | 2 | T-25579-00 | RESIN BED REPLACEMENT FOR M500 TOC Analyzer; Sievers; TOC M500; 1 pc | 1 | Pieces | IDR | 19725000 | 19725000 | 2025-04-03 | FIP General | Mochammad Fadhillah Hakim, | FIP Engineering | FIP-DOM-ENG-51505-0000000-INA-000000 | PO Closed | GL2503348 | 2025-03-03 | 2025-03-04 | 2025-04-11
121702494-3 | 121702494 - APPROVED | 3 | T-25577-00 | UV LAMP FOR M500 TOC Analyzer; Sievers; TOC M500; 1 pc | 2 | Pieces | IDR | 16780000 | 33560000 | 2025-04-03 | FIP General | Mochammad Fadhillah Hakim, | FIP Engineering | FIP-DOM-ENG-51505-0000000-INA-000000 | PO Closed | GL2503348 | 2025-03-03 | 2025-03-04 | 2025-04-11
121702495-1 | 121702495 - APPROVED | 1 | Q-90000-00 | Building Maintenance Pure Expense - Pemasangan Mesh di area AHU | 1 | Unit | IDR | 5021775 | 5021775 | 2025-04-03 | FIP General | Mochammad Fadhillah Hakim, | FIP Engineering | FIP-DOM-ENG-51502-0000000-INA-000000 | PO Closed | GL2503038 | 2025-03-03 | 2025-03-04 | 2025-04-03
121702499-1 | 121702499 - APPROVED | 1 | Q-10460-00 | Magnetic door stopper; Dekson; Part No. MDS 889 SN; | 35 | Pieces | IDR | 48600 | 1701000 | 2025-03-21 | FIP General | Mochammad Fadhillah Hakim, | FIP Engineering | FIP-DOM-ENG-51502-0000000-INA-000000 | PO Closed | GL2503079 | 2025-03-04 | 2025-03-05 | 2025-04-18
121702500-1 | 121702500 - APPROVED | 1 |  | Weighing Load Cell SL250/300-M | 1 | Unit | EUR | 188964695 | 188964695 | 2025-09-05 | FIP General | Mochammad Fadhillah Hakim, | FIP Engineering | FIP-DOM-ENG-13404-MC25002-INA-000000 | PO Closed | GL2505019 | 2025-03-05 | 2025-03-13 | 2025-09-12
121702501-1 | 121702501 - APPROVED | 1 | S-60050-00 | Jasa Perbaikan dan Pemeliharaan Mesin Produksi; ; ; - Perbaikan Kompresor BoD | 1 | Pieces | IDR | 8400000 | 8400000 | 2025-03-20 | FIP General | Mochammad Fadhillah Hakim, | FIP Engineering | FIP-DOM-ENG-51504-0000000-INA-000000 | PO Closed | GL2503052 | 2025-03-05 | 2025-03-05 | 2025-04-25
121702502-1 | 121702502 - APPROVED | 1 | S-46149-00 | Plastik PE Murni Polos 75 cmx100cmx 0.08mm; No Brand; ; pack size per kg | 200 | Kilogram | IDR | 25500 | 5100000 | 2025-04-07 | FIP General | Mochammad Fadhillah Hakim, | FIP Engineering | FIP-DOM-ENG-51504-0000000-INA-000000 | PO Closed | GL2503025 | 2025-03-05 | 2025-03-05 | 2025-04-07
121702502-2 | 121702502 - APPROVED | 2 | S-46148-00 | Plastik PE Murni Polos 50cmx75cmx 0.08mm; No Brand; ; pack size per kg | 200 | Kilogram | IDR | 25500 | 5100000 | 2025-04-07 | FIP General | Mochammad Fadhillah Hakim, | FIP Engineering | FIP-DOM-ENG-51504-0000000-INA-000000 | PO Closed | GL2503025 | 2025-03-05 | 2025-03-05 | 2025-04-07
121702504-1 | 121702504 - APPROVED | 1 | P-52278-00 | Capacitor 50F 250VAC 25A 5% Screw (KMT) P/N : 6R 01502010; ; ; | 10 | Pieces | IDR | 2200000 | 22000000 | 2025-04-07 | FIP Engineering | Mochammad Fadhillah Hakim, | FIP Engineering | FIP-DOM-000-11304-OS00001-INA-000000 | PO Closed | GL2504017 | 2025-03-05 | 2025-03-06 | 2025-04-17
121702506-1 | 121702506 - APPROVED | 1 | Q-50013-00 | Frame or Perimeter Seal RP48 White; Raven; R48W6; 6 meter/pck | 17 | Pack | IDR | 128400 | 2182800 | 2025-04-07 | FIP General | Mochammad Fadhillah Hakim, | FIP Engineering | FIP-DOM-ENG-51502-0000000-INA-000000 | PO Closed | GL2503031 | 2025-03-05 | 2025-03-06 | 2025-04-07
121702508-1 | 121702508 - APPROVED | 1 | P-19571-00 | General - Pressure Gauge Case & Connection SS304, dia 2,5inch, Range 0-6 Bar, SPS65BCB6B0; SPV; TNXX01XX0223; 1 pcs | 3 | Pieces | IDR | 702900 | 2108700 | 2025-04-07 | FIP Engineering | Mochammad Fadhillah Hakim, | FIP Engineering | FIP-DOM-000-11304-OS00001-INA-000000 | PO Closed | GL2503355 | 2025-03-05 | 2025-03-06 | 2025-04-12
121702508-2 | 121702508 - APPROVED | 2 | P-19570-00 | General - Pressure Gauge Case & Connection SS 304, dia 2,5inch, Range 0-10 Bar, SPS65BC10B0; SPV; TNXX01XX0224; 1 pcs | 3 | Pieces | IDR | 1075479 | 3226437 | 2025-04-07 | FIP Engineering | Mochammad Fadhillah Hakim, | FIP Engineering | FIP-DOM-000-11304-OS00001-INA-000000 | PO Closed | GL2503355 | 2025-03-05 | 2025-03-06 | 2025-04-12
121702508-3 | 121702508 - APPROVED | 3 | P-19569-00 | General - Sanitary Diaphragma Pressure Gauge, SS 304, dia 4inch, Range 0-10 Bar; SPV; TTXX00XX0180; 1 pcs | 3 | Pieces | IDR | 1617000 | 4851000 | 2025-04-07 | FIP Engineering | Mochammad Fadhillah Hakim, | FIP Engineering | FIP-DOM-000-11304-OS00001-INA-000000 | PO Closed | GL2503355 | 2025-03-05 | 2025-03-06 | 2025-04-12
121702511-1 | 121702511 - APPROVED | 1 | O-17535-00 | Hepa-Filter, Miele PRIMA INSTRUMENT ANALITIKA, PT P/N : 10083920 pc | 1 | Pieces | IDR | 2520000 | 2520000 | 2025-04-07 | FIP Engineering | Mochammad Fadhillah Hakim, | FIP Engineering | FIP-DOM-000-11304-OS00001-INA-000000 | PO Closed | GL2504027 | 2025-03-06 | 2025-03-06 | 2025-06-10
121702513-1 | 121702513 - APPROVED | 1 | T-21028-00 | Gas Clean hydrocarbon purifier; Agilent; Part No. CP17972; 1/pk | 2 | Pieces | IDR | 3923100 | 7846200 | 2025-04-07 | FIP General | Mochammad Fadhillah Hakim, | FIP Engineering | FIP-DOM-ENG-51505-0000000-INA-000000 | PO Closed | GL2503073 | 2025-03-07 | 2025-03-12 | 2025-04-11
121702513-2 | 121702513 - APPROVED | 2 | T-21029-00 | Gas Clean moisture purifier; Agilent; Part No. CP17971; 1/pk | 1 | Pieces | IDR | 3410100 | 3410100 | 2025-04-07 | FIP General | Mochammad Fadhillah Hakim, | FIP Engineering | FIP-DOM-ENG-51505-0000000-INA-000000 | PO Closed | GL2503073 | 2025-03-07 | 2025-03-12 | 2025-04-11
121702513-3 | 121702513 - APPROVED | 3 | T-21030-00 | Gas Clean oxygen purifier; Agilent; Part No. CP17970; 1/pk | 1 | Pieces | IDR | 3437640 | 3437640 | 2025-04-07 | FIP General | Mochammad Fadhillah Hakim, | FIP Engineering | FIP-DOM-ENG-51505-0000000-INA-000000 | PO Closed | GL2503073 | 2025-03-07 | 2025-03-12 | 2025-04-11
121702516-1 | 121702516 - APPROVED | 1 | P-52068-00 | Regin Pulser Basic SCR Heater Controller 230/400 V 16 A; ; ; unit | 1 | Unit | IDR | 8050000 | 8050000 | 2025-04-07 | FIP Engineering | Mochammad Fadhillah Hakim, | FIP Engineering | FIP-DOM-000-11304-OS00001-INA-000000 | PO Closed | GL2504019 | 2025-03-07 | 2025-03-12 | 2025-04-17
121702517-1 | 121702517 - APPROVED | 1 | P-11184-00 | General - Push-in Connector, QS-8-6; Festo; 153038; 1 pcs | 4 | Pieces | IDR | 47707 | 190828 | 2025-04-07 | FIP Engineering | Mochammad Fadhillah Hakim, | FIP Engineering | FIP-DOM-000-11304-OS00001-INA-000000 | PO Closed | GL2504358 | 2025-03-07 | 2025-03-13 | 2025-04-07
121702518-1 | 121702518 - APPROVED | 1 | O-11356-00 | Lubricant ? Food grade oil Viscolab 150 - Pc=Liter | 40 | Pieces | IDR | 513930 | 20557200 | 2025-04-07 | FIP Engineering | Mochammad Fadhillah Hakim, | FIP Engineering | FIP-DOM-000-11304-OS00001-INA-000000 | PO Closed | GL2504022 | 2025-03-07 | 2025-03-12 | 2025-05-10
121702519-1 | 121702519 - APPROVED | 1 | T-20473-00 | 1/16" OD SS TUBING CUTTER +3; Waters; Part No. WAT022384; 1 pc/pack | 1 | Pack | IDR | 5913750 | 5913750 | 2025-04-07 | FIP General | Mochammad Fadhillah Hakim, | FIP Engineering | FIP-DOM-ENG-51505-0000000-INA-000000 | PO Closed | GL2502329 | 2025-03-07 | 2025-03-12 | 2025-04-25
121702519-2 | 121702519 - APPROVED | 2 | T-20725-00 | Performance Plus Check Valve Housing; Waters; 700002332; | 2 | Pack | IDR | 4549837 | 9099674 | 2025-04-07 | FIP General | Mochammad Fadhillah Hakim, | FIP Engineering | FIP-DOM-ENG-51505-0000000-INA-000000 | PO Closed | GL2502329 | 2025-03-07 | 2025-03-12 | 2025-04-25
121702527-1 | 121702527 - APPROVED | 1 | P-14244-00 | UV lamp, Model HANOVI; AUSTAR; ; | 2 | Pieces | IDR | 24893100 | 49786200 | 2025-05-12 | FIP General | Mochammad Fadhillah Hakim, | FIP Engineering | FIP-DOM-ENG-51504-0000000-INA-000000 | PO Closed | GL2504002 | 2025-03-11 | 2025-03-12 | 2025-05-12
121702528-1 | 121702528 - APPROVED | 1 | Q-50012-00 | Flush Bolt Grendel Tanam Slot Pintu; Dekkson; FB 040 8+12 inch; pack size per set (8 inch dan 12 inch) | 2 | Set | IDR | 160000 | 320000 | 2025-04-11 | FIP General | Mochammad Fadhillah Hakim, | FIP Engineering | FIP-DOM-ENG-51502-0000000-INA-000000 | PO Closed | GL2503079 | 2025-03-11 | 2025-03-11 | 2025-04-18
121702528-2 | 121702528 - APPROVED | 2 | Q-70156-00 | Driver / Bor Cordless Impact Drill Baterai 18V; Bosch; GSB183-LI; per set (Bor dan 1 x baterai GBA 18V 2.0Ah) | 1 | Set | IDR | 2000000 | 2000000 | 2025-04-11 | FIP General | Mochammad Fadhillah Hakim, | FIP Engineering | FIP-DOM-ENG-51404-0000000-INA-000000 | PO Closed | GL2503078 | 2025-03-11 | 2025-03-11 | 2025-04-15
121702528-3 | 121702528 - APPROVED | 3 | Q-70158-00 | Bor Impact Drill GSB 600; Bosch; 06011A03K2; set | 1 | Set | IDR | 1350000 | 1350000 | 2025-04-11 | FIP General | Mochammad Fadhillah Hakim, | FIP Engineering | FIP-DOM-ENG-51404-0000000-INA-000000 | PO Closed | GL2503078 | 2025-03-11 | 2025-03-11 | 2025-04-15
121702529-1 | 121702529 - APPROVED | 1 | O-16033-00 | Isolator Gloves E10330 Y 7 E4 4; 000156; Material : CSM; Shape : E10; Size : 7; Thickness (mm) : 4/1; ; ; | 20 | Unit | EUR | 1370175 | 27403503 | 2025-05-12 | FIP Engineering | Mochammad Fadhillah Hakim, | FIP Engineering | FIP-DOM-000-11304-OS00001-INA-000000 | PO Closed | GL2504023 | 2025-03-12 | 2025-03-12 | 2025-05-30
121702535-1 | 121702535 - APPROVED | 1 | P-53294-00 | General - Vertical Float Level Switch VSP-3FJ-S2-L1000-FPP45-CU1; Wingel; -; 1 unit | 2 | Unit | IDR | 6000000 | 12000000 | 2025-04-14 | FIP Engineering | Mochammad Fadhillah Hakim, | FIP Engineering | FIP-DOM-000-11304-OS00001-INA-000000 | PO Closed | GL2504014 | 2025-03-12 | 2025-03-13 | 2025-04-14
121702536-1 | 121702536 - APPROVED | 1 | P-19600-00 | General - Tubing TLM0604N-100; SMC; -; 1 meter | 100 | Meter | IDR | 93300 | 9330000 | 2025-04-14 | FIP General | Mochammad Fadhillah Hakim, | FIP Engineering | FIP-DOM-ENG-51404-0000000-INA-000000 | PO Closed | GL2504020 | 2025-03-12 | 2025-03-13 | 2025-04-14
121702537-1 | 121702537 - APPROVED | 1 | O-53215-00 | General - Exhaust Fan;Ebm-Papst;R3G190-RC05-03; | 1 | Pieces | IDR | 8505000 | 8505000 | 2025-04-14 | FIP Engineering | Mochammad Fadhillah Hakim, | FIP Engineering | FIP-DOM-000-11304-OS00001-INA-000000 | PO Closed | GL2504024 | 2025-03-12 | 2025-03-17 | 2025-05-20
121702538-1 | 121702538 - APPROVED | 1 | P-12942-00 | Water Mur PVC dia 1inch | 4 | Pieces | IDR | 26000 | 104000 | 2025-04-14 | FIP Engineering | Mochammad Fadhillah Hakim, | FIP Engineering | FIP-DOM-000-11304-OS00001-INA-000000 | PO Closed | GL2504357 | 2025-03-13 | 2025-03-13 | 2025-04-21
121702538-2 | 121702538 - APPROVED | 2 | P-19659-00 | General - Dop, PVC AW, 3/4"; No Brand; -; 1 pc | 4 | Pieces | IDR | 6500 | 26000 | 2025-04-14 | FIP Engineering | Mochammad Fadhillah Hakim, | FIP Engineering | FIP-DOM-000-11304-OS00001-INA-000000 | PO Closed | GL2504357 | 2025-03-13 | 2025-03-13 | 2025-04-21
121702538-3 | 121702538 - APPROVED | 3 | P-19678-00 | General - Kompresor Udata Gun 1/4inch; Lokal; -; 1 pc | 2 | Pieces | IDR | 32500 | 65000 | 2025-04-14 | FIP Engineering | Mochammad Fadhillah Hakim, | FIP Engineering | FIP-DOM-000-11304-OS00001-INA-000000 | PO Closed | GL2504359 | 2025-03-13 | 2025-03-13 | 2025-04-14
121702538-4 | 121702538 - APPROVED | 4 | P-53293-00 | General - Lampu Emergency TL LED 16W Waterproof IP65; Briliant; -; 1 pc | 5 | Pieces | IDR | 481000 | 2405000 | 2025-04-14 | FIP Engineering | Mochammad Fadhillah Hakim, | FIP Engineering | FIP-DOM-000-11304-OS00001-INA-000000 | PO Closed | GL2504359 | 2025-03-13 | 2025-03-13 | 2025-04-14
121702538-5 | 121702538 - APPROVED | 5 | P-53298-00 | General - Solenoid Valve DP-10; Yoshitake; -; 1 pc | 3 | Pieces | IDR | 5460000 | 16380000 | 2025-04-14 | FIP Engineering | Mochammad Fadhillah Hakim, | FIP Engineering | FIP-DOM-000-11304-OS00001-INA-000000 | PO Closed | GL2504359 | 2025-03-13 | 2025-03-13 | 2025-04-14
121702544-1 | 121702544 - APPROVED | 1 | S-60050-00 | Jasa Perbaikan dan Pemeliharaan Mesin Produksi; ; ; - Modifikasi Meja Inspeksi | 1 | Pieces | IDR | 4850000 | 4850000 | 2025-04-14 | FIP General | Mochammad Fadhillah Hakim, | FIP Engineering | FIP-DOM-ENG-51504-0000000-INA-000000 | PO Closed | GL2505043 | 2025-03-14 | 2025-03-14 | 2025-06-27
121702545-1 | 121702545 - APPROVED | 1 | O-53032-00 | Cable Temperature Sensor Silicone 1,5m PT1000 QAP2012.150 | 4 | Pieces | IDR | 650000 | 2600000 | 2025-04-14 | FIP Engineering | Mochammad Fadhillah Hakim, | FIP Engineering | FIP-DOM-000-11304-OS00001-INA-000000 | PO Closed | GL2504025 | 2025-03-14 | 2025-03-17 | 2025-05-15
121702552-1 | 121702552 - APPROVED | 1 | S-60050-00 | Jasa Perbaikan dan Pemeliharaan Mesin Produksi; ; ; | 1 | Pieces | IDR | 1975000 | 1975000 | 2025-04-21 | FIP General | Mochammad Fadhillah Hakim, | FIP Engineering | FIP-DOM-ENG-51504-0000000-INA-000000 | PO Closed | GL2504011 | 2025-03-20 | 2025-03-21 | 2025-05-16
121702553-1 | 121702553 - APPROVED | 1 | S-40586-00 | Container Box; Claris; ; - Container/Box Plastik claris 70 liter (77x42x32) Type 1022 | 5 | Pieces | IDR | 275000 | 1375000 | 2025-04-21 | FIP General | Mochammad Fadhillah Hakim, | FIP Engineering | FIP-DOM-ENG-51404-0000000-INA-000000 | PO Closed | GL2504004 | 2025-03-20 | 2025-03-21 | 2025-05-23
121702554-1 | 121702554 - APPROVED | 1 | P-53381-00 | General - Display Inverter LCP 02; Danfoss; 130B1107; 1 pc | 3 | Pieces | IDR | 2100000 | 6300000 | 2025-04-21 | FIP Engineering | Mochammad Fadhillah Hakim, | FIP Engineering | FIP-DOM-000-11304-OS00001-INA-000000 | PO Closed | GL2504029 | 2025-03-20 | 2025-03-21 | 2025-04-21
121702555-1 | 121702555 - APPROVED | 1 | O-18446-00 | Silicone Guide Infeed; ; ; | 1 | Pieces | IDR | 6520000 | 6520000 | 2025-04-21 | FIP Engineering | Mochammad Fadhillah Hakim, | FIP Engineering | FIP-DOM-000-11304-OS00001-INA-000000 | PO Closed | GL2505005 | 2025-03-20 | 2025-04-09 | 2025-06-10
121702555-2 | 121702555 - APPROVED | 2 | O-18447-00 | Silicone Guide Outfeed; ; ; | 1 | Pieces | IDR | 6183000 | 6183000 | 2025-03-22 | FIP Engineering | Mochammad Fadhillah Hakim, | FIP Engineering | FIP-DOM-000-11304-OS00001-INA-000000 | PO Closed | GL2505005 | 2025-03-20 | 2025-04-09 | 2025-06-10
121702556-1 | 121702556 - APPROVED | 1 | P-50288-00 | Bola Lampu - Halogen 20 W Osram | 4 | Pieces | IDR | 76000 | 304000 | 2025-04-21 | FIP Engineering | Mochammad Fadhillah Hakim, | FIP Engineering | FIP-DOM-000-11304-OS00001-INA-000000 | PO Closed | GL2504359 | 2025-03-20 | 2025-03-21 | 2025-04-21
121702556-2 | 121702556 - APPROVED | 2 | P-52420-00 | Ceiling Exhaust Fan FV-25TGU5; KDK; ; | 1 | Unit | IDR | 459000 | 459000 | 2025-04-21 | FIP Engineering | Mochammad Fadhillah Hakim, | FIP Engineering | FIP-DOM-000-11304-OS00001-INA-000000 | PO Closed | GL2504359 | 2025-03-20 | 2025-03-21 | 2025-04-21
121702559-1 | 121702559 - APPROVED | 1 | O-16715-00 | Membrane Diaphragm Valve EPDM PTFE DN 25 Gemu KRISNA DWI MITRA P/N : 600 25M 17 pc | 5 | Pieces | IDR | 3000000 | 15000000 | 2025-05-21 | FIP Engineering | Mochammad Fadhillah Hakim, | FIP Engineering | FIP-DOM-000-11304-OS00001-INA-000000 | PO Closed | GL2505006 | 2025-03-21 | 2025-04-09 | 2025-06-30
121702559-2 | 121702559 - APPROVED | 2 | O-18388-00 | Membrane Valve PTFE/EPDM DN15 type 612 GEMU; ; ; | 5 | Pieces | IDR | 1800000 | 9000000 | 2025-05-21 | FIP Engineering | Mochammad Fadhillah Hakim, | FIP Engineering | FIP-DOM-000-11304-OS00001-INA-000000 | PO Closed | GL2505006 | 2025-03-21 | 2025-04-09 | 2025-06-12
121702560-1 | 121702560 - APPROVED | 1 | P-13383-00 | Silicone Sealant High Temp Red; ; ; | 5 | Pieces | IDR | 33250 | 166250 | 2025-04-21 | FIP Engineering | Mochammad Fadhillah Hakim, | FIP Engineering | FIP-DOM-000-11304-OS00001-INA-000000 | PO Closed | GL2503353 | 2025-03-21 | 2025-03-25 | 2025-04-12
121702560-2 | 121702560 - APPROVED | 2 | P-15078-00 | General - ELBOW PVC AW 2" ; Rucika; -; 1 pc | 4 | Pieces | IDR | 15000 | 60000 | 2025-04-21 | FIP Engineering | Mochammad Fadhillah Hakim, | FIP Engineering | FIP-DOM-000-11304-OS00001-INA-000000 | PO Closed | GL2504357 | 2025-03-21 | 2025-03-25 | 2025-04-21
121702560-3 | 121702560 - APPROVED | 3 | P-17679-00 | Water Mur PVC DIA 1 1/2"; ; ; pcs | 4 | Pieces | IDR | 65000 | 260000 | 2025-04-21 | FIP Engineering | Mochammad Fadhillah Hakim, | FIP Engineering | FIP-DOM-000-11304-OS00001-INA-000000 | PO Closed | GL2504357 | 2025-03-21 | 2025-03-25 | 2025-04-21
121702560-4 | 121702560 - APPROVED | 4 | P-17680-00 | General - Water Mur PVC dia. 2 1/2inch; No Brand; -; 1 pcs | 4 | Pieces | IDR | 145000 | 580000 | 2025-04-21 | FIP Engineering | Mochammad Fadhillah Hakim, | FIP Engineering | FIP-DOM-000-11304-OS00001-INA-000000 | PO Closed | GL2504357 | 2025-03-21 | 2025-03-25 | 2025-04-21
121702560-5 | 121702560 - APPROVED | 5 | P-18277-00 | Elbow PVC AW 45 deg dia 2 Inch; ; ; | 4 | Pieces | IDR | 42000 | 168000 | 2025-04-21 | FIP Engineering | Mochammad Fadhillah Hakim, | FIP Engineering | FIP-DOM-000-11304-OS00001-INA-000000 | PO Closed | GL2504357 | 2025-03-21 | 2025-03-25 | 2025-04-21
121702560-6 | 121702560 - APPROVED | 6 | P-19542-00 | General - Regulator Gas Helium, 96-15M-He; Morris; -; 1 pc | 1 | Pieces | IDR | 1985000 | 1985000 | 2025-04-21 | FIP Engineering | Mochammad Fadhillah Hakim, | FIP Engineering | FIP-DOM-000-11304-OS00001-INA-000000 | PO Closed | GL2504359 | 2025-03-21 | 2025-03-25 | 2025-04-21
121702560-7 | 121702560 - APPROVED | 7 | P-53382-00 | General - Exhaust Fan; KDK; 24CDQNA; 1 unit | 2 | Unit | IDR | 985000 | 1970000 | 2025-04-21 | FIP Engineering | Mochammad Fadhillah Hakim, | FIP Engineering | FIP-DOM-000-11304-OS00001-INA-000000 | PO Closed | GL2504359 | 2025-03-21 | 2025-03-25 | 2025-04-21
121702560-8 | 121702560 - APPROVED | 8 | P-53383-00 | General - Wafer Check Valve DN50 JIS10K 2inch, Body Cast Iron, Disc SS304; Tozen; ; | 2 | Pieces | IDR | 395000 | 790000 | 2025-04-21 | FIP Engineering | Mochammad Fadhillah Hakim, | FIP Engineering | FIP-DOM-000-11304-OS00001-INA-000000 | PO Closed | GL2504359 | 2025-03-21 | 2025-03-25 | 2025-04-21
121702560-9 | 121702560 - APPROVED | 9 | P-10726-00 | Cleaner - Contact Cleaner CRC CO 2016 500 ml | 3 | Pieces | IDR | 90000 | 270000 | 2025-04-21 | FIP Engineering | Mochammad Fadhillah Hakim, | FIP Engineering | FIP-DOM-000-11304-OS00001-INA-000000 | PO Closed | GL2503353 | 2025-03-21 | 2025-03-25 | 2025-04-12
121702560-10 | 121702560 - APPROVED | 10 | P-54226-00 | Pompa Celup SS SE-268 San-Ei; San-Ei; ; | 1 | Unit | IDR | 1325000 | 1325000 | 2025-03-24 | FIP General | Mochammad Fadhillah Hakim, | FIP Engineering | FIP-DOM-ENG-51504-0000000-INA-000000 | PO Closed | GL2503353 | 2025-03-21 | 2025-03-25 | 2025-04-12
121702561-1 | 121702561 - APPROVED | 1 | P-14974-00 | PVC - Sock AW 2 1/2"; ; ; | 4 | Pieces | IDR | 7000 | 28000 | 2025-04-22 | FIP Engineering | Mochammad Fadhillah Hakim, | FIP Engineering | FIP-DOM-000-11304-OS00001-INA-000000 | PO Closed | GL2504357 | 2025-03-22 | 2025-03-25 | 2025-04-22
121702561-2 | 121702561 - APPROVED | 2 | P-15766-00 | Tee PVC dia. 1 1/2" | 4 | Pieces | IDR | 12500 | 50000 | 2025-04-22 | FIP Engineering | Mochammad Fadhillah Hakim, | FIP Engineering | FIP-DOM-000-11304-OS00001-INA-000000 | PO Closed | GL2504357 | 2025-03-22 | 2025-03-25 | 2025-04-22
121702561-3 | 121702561 - APPROVED | 3 | P-17223-00 | Shock Pipa PVC 1 1/2"; RUCIKA; ; pcs | 4 | Pieces | IDR | 4000 | 16000 | 2025-04-22 | FIP Engineering | Mochammad Fadhillah Hakim, | FIP Engineering | FIP-DOM-000-11304-OS00001-INA-000000 | PO Closed | GL2504357 | 2025-03-22 | 2025-03-25 | 2025-04-22
121702561-4 | 121702561 - APPROVED | 4 | P-19660-00 | Fitting PVC - Tee PVC 2.5 Inch; Rucika; -; 1 pc | 4 | Pieces | IDR | 45000 | 180000 | 2025-04-22 | FIP Engineering | Mochammad Fadhillah Hakim, | FIP Engineering | FIP-DOM-000-11304-OS00001-INA-000000 | PO Closed | GL2504357 | 2025-03-22 | 2025-03-25 | 2025-04-22
121702562-1 | 121702562 - APPROVED | 1 | Q-70159-00 | Buckle CB5 Galvanized Steel 16mm; Lokal; ; pcs | 312 | Pieces | IDR | 5330 | 1662960 | 2025-04-22 | FIP General | Mochammad Fadhillah Hakim, | FIP Engineering | FIP-DOM-ENG-51404-0000000-INA-000000 | PO Closed | GL2504030 | 2025-03-22 | 2025-03-25 | 2025-04-22
121702562-2 | 121702562 - APPROVED | 2 | Q-70160-00 | Tali Webbing 4mm; Lokal; ; 50 meter/rol | 13 | Roll | IDR | 1300000 | 16900000 | 2025-04-22 | FIP General | Mochammad Fadhillah Hakim, | FIP Engineering | FIP-DOM-ENG-51404-0000000-INA-000000 | PO Closed | GL2504030 | 2025-03-22 | 2025-03-25 | 2025-04-22
121702563-1 | 121702563 - APPROVED | 1 | O-20294-00 | Autoclave - Oring 70 x 59 x 5.5 mm Viton Custom/Lokal - | 5 | Pieces | IDR | 75000 | 375000 | 2025-04-22 | FIP Engineering | Mochammad Fadhillah Hakim, | FIP Engineering | FIP-DOM-000-11304-OS00001-INA-000000 | PO Closed | GL2504021 | 2025-03-22 | 2025-03-25 | 2025-05-22
121702565-1 | 121702565 - APPROVED | 1 | S-60002-00 | Jasa Perbaikan dan Pemeliharaan Mesin Utility - Rewinding Exhaust | 1 | Lot | IDR | 590000 | 590000 | 2025-04-22 | FIP General | Mochammad Fadhillah Hakim, | FIP Engineering | FIP-DOM-ENG-51508-0000000-INA-000000 | PO Closed | GL2504016 | 2025-03-22 | 2025-03-25 | 2025-05-16
121702566-1 | 121702566 - APPROVED | 1 | P-11404-00 | Seal Ferrule Teflon 1 1/2" | 5 | Pieces | IDR | 75000 | 375000 | 2025-04-22 | FIP Engineering | Mochammad Fadhillah Hakim, | FIP Engineering | FIP-DOM-000-11304-OS00001-INA-000000 | PO Closed | GL2504360 | 2025-03-22 | 2025-03-25 | 2025-04-24
121702566-2 | 121702566 - APPROVED | 2 | P-11405-00 | Seal Ferrule Teflon 1" | 5 | Pieces | IDR | 36850 | 184250 | 2025-03-24 | FIP Engineering | Mochammad Fadhillah Hakim, | FIP Engineering | FIP-DOM-000-11304-OS00001-INA-000000 | PO Closed | GL2504360 | 2025-03-22 | 2025-03-25 | 2025-03-24
121702566-3 | 121702566 - APPROVED | 3 | P-14980-00 | Seal Ferrule Teflon 3/4 inch; ; ; | 10 | Pieces | IDR | 30000 | 300000 | 2025-03-24 | FIP Engineering | Mochammad Fadhillah Hakim, | FIP Engineering | FIP-DOM-000-11304-OS00001-INA-000000 | PO Closed | GL2504360 | 2025-03-22 | 2025-03-25 | 2025-03-24
121702567-1 | 121702567 - APPROVED | 1 | P-19542-00 | General - Regulator Gas Helium, 96-15M-He; Morris; -; 1 pc | 1 | Pieces | IDR | 1920000 | 1920000 | 2025-04-22 | FIP Engineering | Mochammad Fadhillah Hakim, | FIP Engineering | FIP-DOM-000-11304-OS00001-INA-000000 | PO Closed | GL2504359 | 2025-03-22 | 2025-03-25 | 2025-04-22
121702567-2 | 121702567 - APPROVED | 2 | P-19623-00 | General - Air Gun 10 Inch; Tekiro; -; 1 pc | 1 | Pieces | IDR | 91500 | 91500 | 2025-04-22 | FIP Engineering | Mochammad Fadhillah Hakim, | FIP Engineering | FIP-DOM-000-11304-OS00001-INA-000000 | PO Closed | GL2504359 | 2025-03-22 | 2025-03-25 | 2025-04-22
121702567-3 | 121702567 - APPROVED | 3 | P-19637-00 | General - Recoil Spiral Hose dia. 5 x 8mm x 12 meter; No Brand; -; 1 pc | 1 | Pieces | IDR | 110500 | 110500 | 2025-04-22 | FIP Engineering | Mochammad Fadhillah Hakim, | FIP Engineering | FIP-DOM-000-11304-OS00001-INA-000000 | PO Closed | GL2504359 | 2025-03-22 | 2025-03-25 | 2025-04-22
121702567-4 | 121702567 - APPROVED | 4 | P-19638-00 | General - Mini Regulator for Spray Gun with Filter; No Brand; -; 1 pc | 1 | Pieces | IDR | 115000 | 115000 | 2025-04-22 | FIP Engineering | Mochammad Fadhillah Hakim, | FIP Engineering | FIP-DOM-000-11304-OS00001-INA-000000 | PO Closed | GL2504359 | 2025-03-22 | 2025-03-25 | 2025-04-22
121702568-1 | 121702568 - APPROVED | 1 | S-62063-00 | General - Helium Gas + Cylinder 1m3; No Brand; -; pcs | 1 | Pieces | IDR | 2100000 | 2100000 | 2025-04-22 | FIP Engineering | Mochammad Fadhillah Hakim, | FIP Engineering | FIP-DOM-000-11304-OS00001-INA-000000 | PO Closed | GL2504034 | 2025-03-22 | 2025-03-25 | 2025-05-21
121702569-1 | 121702569 - APPROVED | 1 | O-15669-00 | STERILIZING CHAMBER HEATERS ;NO. 03 RIBBED HEATERS RCU - 1000W - 230VAC -50/60HZ MATERIAL AISI316/304, MECHANICAL DIMENSION:; LENGTH: 397 MM -CENTER DISTANCE: 50 MM HEATING BODY DIAMETER: 10 MM RIBBED DIAMETER: 22 MM; | 5 | Unit | EUR | 1438643 | 7193217 | 2025-04-22 | FIP Engineering | Mochammad Fadhillah Hakim, | FIP Engineering | FIP-DOM-000-11304-OS00001-INA-000000 | PO Closed | GL2504023 | 2025-03-22 | 2025-03-25 | 2025-06-12
121702570-1 | 121702570 - APPROVED | 1 | S-40530-00 | Acrylic Box; ; ; - Ukuran 100x200 cm tebal 5mm | 1 | Pieces | IDR | 1000000 | 1000000 | 2025-04-22 | FIP General | Mochammad Fadhillah Hakim, | FIP Engineering | FIP-DOM-ENG-51404-0000000-INA-000000 | PO Closed | GL2505047 | 2025-03-22 | 2025-04-09 | 2025-05-28
121702570-2 | 121702570 - APPROVED | 2 | S-40530-00 | Acrylic Box; ; ; - Ukuran 112x210 cm tebal 5mm | 5 | Pieces | IDR | 1175000 | 5875000 | 2025-04-22 | FIP General | Mochammad Fadhillah Hakim, | FIP Engineering | FIP-DOM-ENG-51404-0000000-INA-000000 | PO Closed | GL2505047 | 2025-03-22 | 2025-04-09 | 2025-05-28
121702579-1 | 121702579 - APPROVED | 1 | O-20487-00 | General - Isolator Glove Smaller glove CSM (AS : E10330 Y 7 E4); Austar; ; 1 Pc | 20 | Pieces | IDR | 1176120 | 23522400 | 2025-04-15 | FIP Engineering | Mochammad Fadhillah Hakim, | FIP Engineering | FIP-DOM-000-11304-OS00001-INA-000000 | PO Closed | GL2504010 | 2025-03-26 | 2025-03-26 | 2025-05-15
121702582-1 | 121702582 - APPROVED | 1 | P-12920-00 | Tungsten Electrodes dia 1.6 mm | 2 | Pieces | IDR | 175000 | 350000 | 2025-04-28 | FIP Engineering | Mochammad Fadhillah Hakim, | FIP Engineering | FIP-DOM-000-11304-OS00001-INA-000000 | PO Closed | GL2504359 | 2025-03-26 | 2025-03-27 | 2025-04-28
121702583-1 | 121702583 - APPROVED | 1 | O-16647-00 | Washing RAR4 - Oring Silicone Merah 23x18x2.5 mm; ; ; | 150 | Pieces | IDR | 35000 | 5250000 | 2025-04-28 | FIP Engineering | Mochammad Fadhillah Hakim, | FIP Engineering | FIP-DOM-000-11304-OS00001-INA-000000 | PO Closed | GL2504026 | 2025-03-27 | 2025-03-28 | 2025-04-30
121702583-2 | 121702583 - APPROVED | 2 | O-16647-00 | Washing RAR4 - Oring Silicone Merah 23x18x2.5 mm; ; ; | 150 | Pieces | IDR | 35000 | 5250000 | 2025-09-15 | FIP Engineering | Mochammad Fadhillah Hakim, | FIP Engineering | FIP-DOM-000-11304-OS00001-INA-000000 | PO Closed | GL2504026 | 2025-03-27 | 2025-03-28 | 2025-09-15
121702587-1 | 121702587 - APPROVED | 1 | P-19731-00 | General - Solenoid Valve 1 inch SS 304, UWS-25-E2; EMC; -; 1 pc | 3 | Pieces | IDR | 825000 | 2475000 | 2025-04-18 | FIP Engineering | Mochammad Fadhillah Hakim, | FIP Engineering | FIP-DOM-000-11304-OS00001-INA-000000 | PO Closed | GL2503353 | 2025-03-27 | 2025-04-07 | 2025-04-12
121702588-1 | 121702588 - APPROVED | 1 | P-53399-00 | General - Gearbox, Ratio I=14.3x, Frame 071, DIM.25x50, Flange Mounted, Helical Gear; Motovario; HA42 F; 1 unit | 1 | Unit | IDR | 4711000 | 4711000 | 2025-04-07 | FIP Engineering | Mochammad Fadhillah Hakim, | FIP Engineering | FIP-DOM-000-11304-OS00001-INA-000000 | PO Closed | GL2505003 | 2025-03-27 | 2025-04-07 | 2025-05-15
121702588-2 | 121702588 - APPROVED | 2 | P-53398-00 | General - Electric motor, 0.37 Kw, S1, 230-400V, 50 Hz, B5, ISOL.Class F, IP55 IE2; Motovario; TH 71B4; 1 unit | 1 | Unit | IDR | 2912000 | 2912000 | 2025-04-07 | FIP Engineering | Mochammad Fadhillah Hakim, | FIP Engineering | FIP-DOM-000-11304-OS00001-INA-000000 | PO Closed | GL2505003 | 2025-03-27 | 2025-04-07 | 2025-05-15
121702588-3 | 121702588 - APPROVED | 3 | P-53400-00 | General - Gearbox, Ratio I=14.5, Frame 090, DIM. 30x60, Flange Mounted, Helical Gear; Motovario; HA52; 1 unit | 2 | Unit | IDR | 6160000 | 12320000 | 2025-04-28 | FIP Engineering | Mochammad Fadhillah Hakim, | FIP Engineering | FIP-DOM-000-11304-OS00001-INA-000000 | PO Closed | GL2505003 | 2025-03-27 | 2025-04-07 | 2025-05-15
121702588-4 | 121702588 - APPROVED | 4 | P-53401-00 | General - Electric Motor, 1.5 KW, 230-400V, 50Hz, B5, ISOL.Class F, IP55, IE3; Motovario; TP 90L4; 1 unit | 2 | Unit | IDR | 6230000 | 12460000 | 2025-03-29 | FIP Engineering | Mochammad Fadhillah Hakim, | FIP Engineering | FIP-DOM-000-11304-OS00001-INA-000000 | PO Closed | GL2505003 | 2025-03-27 | 2025-04-07 | 2025-05-15
121702592-1 | 121702592 - APPROVED | 1 | P-11185-00 | Pneumatic Fitting - QS 8-6 / Festo | 8 | Pieces | IDR | 47707 | 381656 | 2025-05-07 | FIP Engineering | Mochammad Fadhillah Hakim, | FIP Engineering | FIP-DOM-000-11304-OS00001-INA-000000 | PO Closed | GL2504358 | 2025-04-07 | 2025-04-07 | 2025-05-07
121702592-2 | 121702592 - APPROVED | 2 | P-12748-00 | General - Pipa PVC AW dia. 1 1/4inch, Warna Abu-Abu; Rucika; -; 1 pcs | 6 | Pieces | IDR | 100000 | 600000 | 2025-05-07 | FIP Engineering | Mochammad Fadhillah Hakim, | FIP Engineering | FIP-DOM-000-11304-OS00001-INA-000000 | PO Closed | GL2504052 | 2025-04-07 | 2025-04-07 | 2025-05-15
121702592-3 | 121702592 - APPROVED | 3 | P-19647-00 | General - Gasket Ferrule EPDM 6inch; Lokal; -; 1 pc | 4 | Pieces | IDR | 66900 | 267600 | 2025-05-07 | FIP Engineering | Mochammad Fadhillah Hakim, | FIP Engineering | FIP-DOM-000-11304-OS00001-INA-000000 | PO Closed | GL2504364 | 2025-04-07 | 2025-04-07 | 2025-06-02
121702596-1 | 121702596 - APPROVED | 1 | P-53411-00 | General - Power Supply ECO 1-PH 24VDC 5A; Wago; 787-722; 1 pc | 3 | Pieces | IDR | 1060000 | 3180000 | 2025-04-14 | FIP Engineering | Mochammad Fadhillah Hakim, | FIP Engineering | FIP-DOM-000-11304-OS00001-INA-000000 | PO Closed | GL2504013 | 2025-04-08 | 2025-04-08 | 2025-04-17
121702600-1 | 121702600 - APPROVED | 1 | T-22069-00 | H-14-HEPA-Filter Cartridge with new optimised design for B/C-Max 3, Calire-3; No Brand; -; piece | 6 | Pieces | IDR | 9123000 | 54738000 | 2025-05-08 | FIP General | Mochammad Fadhillah Hakim, | FIP Engineering | FIP-DOM-ENG-51505-0000000-INA-000000 | PO Closed | GL2505036 | 2025-04-08 | 2025-04-09 | 2025-07-31
121702605-1 | 121702605 - APPROVED | 1 | S-60050-00 | Jasa Perbaikan dan Pemeliharaan Mesin Produksi; ; ; | 1 | Pieces | USD | 15921600 | 15921600 | 2025-05-09 | FIP General | Mochammad Fadhillah Hakim, | FIP Engineering | FIP-DOM-ENG-51504-0000000-INA-000000 | PO Closed | GL2505042 | 2025-04-09 | 2025-04-11 | 2025-06-27
121702606-1 | 121702606 - APPROVED | 1 | S-60002-00 | Jasa Perbaikan dan Pemeliharaan Mesin Utility | 1 | Lot | IDR | 3000000 | 3000000 | 2025-05-09 | FIP General | Mochammad Fadhillah Hakim, | FIP Engineering | FIP-DOM-ENG-51508-0000000-INA-000000 | PO Closed | GL2504043 | 2025-04-09 | 2025-04-11 | 2025-05-20
121702607-1 | 121702607 - APPROVED | 1 | S-46129-00 | Plastik Wrap Roll, Size 50 x 200 cm x 17 micron; no brand; ; pack size per roll | 5 | Roll | IDR | 44000 | 220000 | 2025-05-09 | FIP General | Mochammad Fadhillah Hakim, | FIP Engineering | FIP-DOM-ENG-51404-0000000-INA-000000 | PO Closed | GL2504362 | 2025-04-09 | 2025-04-11 | 2025-04-30
121702608-1 | 121702608 - APPROVED | 1 | O-20396-00 | Autoclave Fedegari FOF5/9A - Tray Pelindung Kabel 30x40x900 mm Mat. SUS304;Custom/Lokal; -; | 1 | Pieces | IDR | 1988000 | 1988000 | 2025-05-09 | FIP Engineering | Mochammad Fadhillah Hakim, | FIP Engineering | FIP-DOM-000-11304-OS00001-INA-000000 | PO Closed | GL2505026 | 2025-04-09 | 2025-04-11 | 2025-06-09
121702608-2 | 121702608 - APPROVED | 2 | O-20484-00 | Mixing Tank Adam - Tray Kabel 30x50x1000 mm; Custom/Lokal; -; 1 Pc | 2 | Pieces | IDR | 975000 | 1950000 | 2025-05-09 | FIP Engineering | Mochammad Fadhillah Hakim, | FIP Engineering | FIP-DOM-000-11304-OS00001-INA-000000 | PO Closed | GL2505026 | 2025-04-09 | 2025-04-11 | 2025-06-09
121702609-1 | 121702609 - APPROVED | 1 | O-20475-00 | Freeze Dryer MBE1207 - Oring Silicone 5x39x49 mm LPRV; Custom/Lokal; -; 1 pc | 10 | Pieces | IDR | 55000 | 550000 | 2025-05-09 | FIP Engineering | Mochammad Fadhillah Hakim, | FIP Engineering | FIP-DOM-000-11304-OS00001-INA-000000 | PO Closed | GL2505029 | 2025-04-09 | 2025-04-11 | 2025-06-09
121702610-1 | 121702610 - APPROVED | 1 | O-52314-00 | Selenoid Valve VSNC-FC-M52-MD-G14-F8-1B2; Festo; P/n: 577295; | 2 | Pieces | IDR | 1206151 | 2412302 | 2025-05-09 | FIP Engineering | Mochammad Fadhillah Hakim, | FIP Engineering | FIP-DOM-000-11304-OS00001-INA-000000 | PO Closed | GL2505371 | 2025-04-09 | 2025-04-11 | 2025-06-09
121702620-1 | 121702620 - APPROVED | 1 | P-19777-00 | General - Coupling Adapter Mixer SS 304 SMBS Uk. 35x100mm; Custom; -; 1 pc | 1 | Pieces | IDR | 885000 | 885000 | 2025-04-14 | FIP Engineering | Mochammad Fadhillah Hakim, | FIP Engineering | FIP-DOM-000-11304-OS00001-INA-000000 | PO Closed | GL2504045 | 2025-04-11 | 2025-04-11 | 2025-05-14
121702621-1 | 121702621 - APPROVED | 1 | P-53418-00 | General - Set Gearbox Helical G3FS + Dinamo 0,5 HP Ratio 1:15 4 Pole, B5, 1 Phase; Yuema; -; 1 set | 1 | Set | IDR | 3125000 | 3125000 | 2025-04-16 | FIP Engineering | Mochammad Fadhillah Hakim, | FIP Engineering | FIP-DOM-000-11304-OS00001-INA-000000 | PO Closed | GL2505002 | 2025-04-11 | 2025-04-14 | 2025-05-30
121702622-1 | 121702622 - APPROVED | 1 | O-20297-00 | Autoclave Fedegari Fva/A1 - Oring Viton OD. 15 mm, ID. 15 mm, Tebal 2 mm Custom/Lokal - | 50 | Pieces | IDR | 27500 | 1375000 | 2025-04-25 | FIP Engineering | Mochammad Fadhillah Hakim, | FIP Engineering | FIP-DOM-000-11304-OS00001-INA-000000 | PO Closed | GL2505029 | 2025-04-12 | 2025-04-14 | 2025-06-09
121702623-1 | 121702623 - APPROVED | 1 | O-51698-00 | OMRON - Relay MY4Z 24VDC; ; ; | 15 | Pieces | IDR | 162000 | 2430000 | 2025-05-16 | FIP Engineering | Mochammad Fadhillah Hakim, | FIP Engineering | FIP-DOM-000-11304-OS00001-INA-000000 | PO Closed | GL2505037 | 2025-04-15 | 2025-04-16 | 2025-08-16
121702624-1 | 121702624 - APPROVED | 1 | O-16731-00 | Autoclave Fedegari FVA2/A1 NB2963AT - KIT Ricambi Valv. DN10 ON-OFF FEDEGARI ASIA PTE LTD P/N : KK000301 pc | 14 | Pieces | IDR | 641979 | 8987706 | 2025-06-16 | FIP Engineering | Mochammad Fadhillah Hakim, | FIP Engineering | FIP-DOM-000-11304-OS00001-INA-000000 | PO Closed | GL2506003 | 2025-04-15 | 2025-04-16 | 2025-09-16
121702624-2 | 121702624 - APPROVED | 2 | O-15912-00 | Fedegari FVA2/A1 - CLAMP DN34-DN35 (MICROCASTED); Code : GM100094; ; ; | 1 | Unit | IDR | 969287 | 969287 | 2025-06-16 | FIP Engineering | Mochammad Fadhillah Hakim, | FIP Engineering | FIP-DOM-000-11304-OS00001-INA-000000 | PO Closed | GL2506003 | 2025-04-15 | 2025-04-16 | 2025-09-16
121702624-3 | 121702624 - APPROVED | 3 | O-15915-00 | Fedegari FVA2/A1 - DN16 ASTM CAP; Code : PM102747; ; ; | 1 | Unit | IDR | 580952 | 580952 | 2025-06-16 | FIP Engineering | Mochammad Fadhillah Hakim, | FIP Engineering | FIP-DOM-000-11304-OS00001-INA-000000 | PO Closed | GL2506003 | 2025-04-15 | 2025-04-16 | 2025-09-16
121702625-1 | 121702625 - APPROVED | 1 | P-15429-00 | Fedegari FVA2/A1 S/N : NB2964AT - Cover Seal FVM-A/2 FOB2 (Code: PP600265); ; ; | 1 | Unit | IDR | 3352262 | 3352262 | 2025-06-16 | FIP Engineering | Mochammad Fadhillah Hakim, | FIP Engineering | FIP-DOM-000-11304-OS00001-INA-000000 | PO Closed | GL2506003 | 2025-04-15 | 2025-04-16 | 2025-09-16
121702626-1 | 121702626 - APPROVED | 1 | O-16658-00 | Cylinder Compact ADNGF-16-15-P-A FESTO P/N : 554214 pc | 1 | Pieces | IDR | 1260334 | 1260334 | 2025-05-16 | FIP Engineering | Mochammad Fadhillah Hakim, | FIP Engineering | FIP-DOM-000-11304-OS00001-INA-000000 | PO Closed | GL2505371 | 2025-04-15 | 2025-04-16 | 2025-06-09
121702627-1 | 121702627 - APPROVED | 1 | O-17831-00 | Gear Door Autoclave, HARRISA CIPTARINDO ENGINEERING, CV P/N : - pc | 2 | Pieces | IDR | 1500000 | 3000000 | 2025-05-16 | FIP Engineering | Mochammad Fadhillah Hakim, | FIP Engineering | FIP-DOM-000-11304-OS00001-INA-000000 | PO Closed | GL2505048 | 2025-04-15 | 2025-04-16 | 2025-06-30
121702627-2 | 121702627 - APPROVED | 2 | O-17069-00 | Washing RAR4 - Pincers Jaws for Vial 20mL & 25mL HARRISA CIPTARINDO ENGINEERING, CV. P/N : - pc | 20 | Pieces | IDR | 175750 | 3515000 | 2025-05-16 | FIP Engineering | Mochammad Fadhillah Hakim, | FIP Engineering | FIP-DOM-000-11304-OS00001-INA-000000 | PO Closed | GL2505048 | 2025-04-15 | 2025-04-16 | 2025-06-30
121702628-1 | 121702628 - APPROVED | 1 | O-17960-00 | Mixer Male Bearing, GMP, pH Range: pH1 pH14, 1/pack; NovAseptic; ; | 1 | Pack | IDR | 10470600 | 10470600 | 2025-07-16 | FIP Engineering | Mochammad Fadhillah Hakim, | FIP Engineering | FIP-DOM-000-11304-OS00001-INA-000000 | PO Closed | GL2505049 | 2025-04-15 | 2025-04-16 | 2025-08-16
121702631-1 | 121702631 - APPROVED | 1 | O-19213-00 | Freeze Dryer MBE1207 - Orifice 04 for Expansi Valve TE5 067B2792; Danfoss; ; | 1 | Pieces | IDR | 868000 | 868000 | 2025-05-16 | FIP Engineering | Mochammad Fadhillah Hakim, | FIP Engineering | FIP-DOM-000-11304-OS00001-INA-000000 | PO Closed | GL2505038 | 2025-04-15 | 2025-04-16 | 2025-06-16
121702631-2 | 121702631 - APPROVED | 2 | O-19214-00 | Freeze Dryer MBE1207 - Expansi Valve TE 5 067B3343 R404A/R507; Danfoss; ; | 1 | Pieces | IDR | 1540000 | 1540000 | 2025-05-16 | FIP Engineering | Mochammad Fadhillah Hakim, | FIP Engineering | FIP-DOM-000-11304-OS00001-INA-000000 | PO Closed | GL2505038 | 2025-04-15 | 2025-04-16 | 2025-06-16
121702632-1 | 121702632 - APPROVED | 1 | O-17285-00 | Freeze Dryer MBE1207 - Main Valve Bellow SUS316L ST105*75; ; ; | 1 | Unit | IDR | 18057840 | 18057840 | 2025-06-16 | FIP Engineering | Mochammad Fadhillah Hakim, | FIP Engineering | FIP-DOM-000-11304-OS00001-INA-000000 | PO Closed | GL2505052 | 2025-04-15 | 2025-04-16 | 2025-08-16
121702633-1 | 121702633 - APPROVED | 1 | P-11391-00 | Seal Ferrule EPDM 1.5" (35 x 53 x 9) | 40 | Pieces | IDR | 8400 | 336000 | 2025-05-16 | FIP Engineering | Mochammad Fadhillah Hakim, | FIP Engineering | FIP-DOM-000-11304-OS00001-INA-000000 | PO Closed | GL2504364 | 2025-04-15 | 2025-04-16 | 2025-06-02
121702633-2 | 121702633 - APPROVED | 2 | P-11393-00 | Seal Ferrule EPDM 3" | 20 | Pieces | IDR | 13800 | 276000 | 2025-05-16 | FIP Engineering | Mochammad Fadhillah Hakim, | FIP Engineering | FIP-DOM-000-11304-OS00001-INA-000000 | PO Closed | GL2504364 | 2025-04-15 | 2025-04-16 | 2025-06-02
121702633-3 | 121702633 - APPROVED | 3 | P-18665-00 | Heavy clamp ferrule 1 - 1 1/2 inch; SS304L;; ; ; | 10 | Pieces | IDR | 90000 | 900000 | 2025-05-16 | FIP Engineering | Mochammad Fadhillah Hakim, | FIP Engineering | FIP-DOM-000-11304-OS00001-INA-000000 | PO Closed | GL2504364 | 2025-04-15 | 2025-04-16 | 2025-06-02
121702634-1 | 121702634 - APPROVED | 1 | O-19339-00 | Oring 2,5x6x11 mm, Material EPDM; ; ; | 20 | Pieces | IDR | 25000 | 500000 | 2025-05-16 | FIP Engineering | Mochammad Fadhillah Hakim, | FIP Engineering | FIP-DOM-000-11304-OS00001-INA-000000 | PO Closed | GL2505029 | 2025-04-15 | 2025-04-16 | 2025-06-09
121702635-1 | 121702635 - APPROVED | 1 | P-17272-00 | O-ring Epdm 9 x 4 x 2,5 mm ; Brand : - ; P/N : - ; Pack Size : pcs | 20 | Pieces | IDR | 27500 | 550000 | 2025-05-16 | FIP Engineering | Mochammad Fadhillah Hakim, | FIP Engineering | FIP-DOM-000-11304-OS00001-INA-000000 | PO Closed | GL2504363 | 2025-04-15 | 2025-04-16 | 2025-05-16
121702635-2 | 121702635 - APPROVED | 2 | P-17273-00 | O-ring Epdm 9 x 5 x 2 mm ; Brand : - ; P/N : - ; Pack Size : pcs | 20 | Pieces | IDR | 25000 | 500000 | 2025-05-16 | FIP Engineering | Mochammad Fadhillah Hakim, | FIP Engineering | FIP-DOM-000-11304-OS00001-INA-000000 | PO Closed | GL2504363 | 2025-04-15 | 2025-04-16 | 2025-05-16
121702635-3 | 121702635 - APPROVED | 3 | P-17359-00 | O-ring EPDM 41.5 x 35 x 3.5 mm ; Brand : - ; P/N : - ; Pack Size : pcs | 20 | Pieces | IDR | 30000 | 600000 | 2025-05-16 | FIP Engineering | Mochammad Fadhillah Hakim, | FIP Engineering | FIP-DOM-000-11304-OS00001-INA-000000 | PO Closed | GL2504363 | 2025-04-15 | 2025-04-16 | 2025-05-16
121702635-4 | 121702635 - APPROVED | 4 | P-17361-00 | O-ring EPDM 15 x 9 x 3 mm ; Brand : - ; P/N : - ; Pack Size : pcs | 20 | Pieces | IDR | 25000 | 500000 | 2025-05-16 | FIP Engineering | Mochammad Fadhillah Hakim, | FIP Engineering | FIP-DOM-000-11304-OS00001-INA-000000 | PO Closed | GL2504363 | 2025-04-15 | 2025-04-16 | 2025-05-16
121702637-1 | 121702637 - APPROVED | 1 | P-19779-00 | General - PVC Hose cpl., DN25 ISO-KF, 2000 mm; Inficon; 211-412; 1 pc | 1 | Pieces | IDR | 13860000 | 13860000 | 2025-05-12 | FIP Engineering | Mochammad Fadhillah Hakim, | FIP Engineering | FIP-DOM-000-11304-OS00001-INA-000000 | PO Closed | GL2504046 | 2025-04-16 | 2025-04-17 | 2025-05-12
121702638-1 | 121702638 - APPROVED | 1 | O-20506-00 | General - Gasspring 80-245mm shaft 8mm diameter cylinder 18mm; Stabilus; P/N : 084093; 1 Pc | 4 | Pieces | IDR | 1644000 | 6576000 | 2025-05-16 | FIP Engineering | Mochammad Fadhillah Hakim, | FIP Engineering | FIP-DOM-000-11304-OS00001-INA-000000 | PO Closed | GL2505038 | 2025-04-16 | 2025-04-17 | 2025-06-16
121702639-1 | 121702639 - APPROVED | 1 | O-53237-00 | General - Power Base TeSys 32A; Schneider; LUB32; 1 Pc | 2 | Pieces | IDR | 3375000 | 6750000 | 2025-05-16 | FIP Engineering | Mochammad Fadhillah Hakim, | FIP Engineering | FIP-DOM-000-11304-OS00001-INA-000000 | PO Closed | GL2505038 | 2025-04-16 | 2025-04-17 | 2025-06-16
121702640-1 | 121702640 - APPROVED | 1 | S-60002-00 | Jasa Perbaikan dan Pemeliharaan Mesin Utility - Perbaikan Pompa TOC | 1 | Lot | IDR | 1000000 | 1000000 | 2025-05-16 | FIP General | Mochammad Fadhillah Hakim, | FIP Engineering | FIP-DOM-ENG-51508-0000000-INA-000000 | PO Closed | GL2504051 | 2025-04-16 | 2025-04-17 | 2025-05-30
121702641-1 | 121702641 - APPROVED | 1 | P-17272-00 | O-ring Epdm 9 x 4 x 2,5 mm ; Brand : - ; P/N : - ; Pack Size : pcs | 50 | Pieces | IDR | 27500 | 1375000 | 2025-05-16 | FIP Engineering | Mochammad Fadhillah Hakim, | FIP Engineering | FIP-DOM-000-11304-OS00001-INA-000000 | PO Closed | GL2504363 | 2025-04-16 | 2025-04-17 | 2025-05-16
121702644-1 | 121702644 - APPROVED | 1 | O-20505-00 | Integrated Granulation Line - Oring Viton 2.5x64x69 mm, colour Black; Custom/Lokal; -; 1 Pc | 10 | Pieces | IDR | 27500 | 275000 | 2025-05-19 | FIP Engineering | Mochammad Fadhillah Hakim, | FIP Engineering | FIP-DOM-000-11304-OS00001-INA-000000 | PO Closed | GL2505029 | 2025-04-17 | 2025-04-17 | 2025-06-09
121702645-1 | 121702645 - APPROVED | 1 | O-20504-00 | Mixing Tank Adam - Corong Mesin 10x1.5 inch Mat. SS 316; Custom/Lokal; -; 1 Pc | 1 | Pieces | IDR | 3850000 | 3850000 | 2025-05-16 | FIP Engineering | Mochammad Fadhillah Hakim, | FIP Engineering | FIP-DOM-000-11304-OS00001-INA-000000 | PO Closed | GL2505039 | 2025-04-17 | 2025-04-17 | 2025-06-30
121702646-1 | 121702646 - APPROVED | 1 | O-53211-00 | Filling VFM100 - Flow meter 40-500 NL/H (201787);INOX;Model 1900; | 2 | Pieces | IDR | 5093690 | 10187380 | 2025-06-20 | FIP Engineering | Mochammad Fadhillah Hakim, | FIP Engineering | FIP-DOM-000-11304-OS00001-INA-000000 | PO Closed | GL2505040 | 2025-04-17 | 2025-04-25 | 2025-07-20
121702647-1 | 121702647 - APPROVED | 1 | S-60002-00 | Jasa Perbaikan dan Pemeliharaan Mesin Utility - Perapihan Kabel di Ruang Server | 1 | Lot | IDR | 5750000 | 5750000 | 2025-05-19 | FIP General | Mochammad Fadhillah Hakim, | FIP Engineering | FIP-DOM-ENG-51508-0000000-INA-000000 | PO Closed | GL2506015 | 2025-04-17 | 2025-04-22 | 2025-08-19
121702653-1 | 121702653 - APPROVED | 1 | O-14594-00 | Kit, membrane ozone 6510 METTLER TOLEDO INDONESIA, PT P/N : - pc | 1 | Unit | IDR | 14592120 | 14592120 | 2025-05-23 | FIP Engineering | Mochammad Fadhillah Hakim, | FIP Engineering | FIP-DOM-000-11304-OS00001-INA-000000 | PO Closed | GL2505053 | 2025-04-23 | 2025-04-25 | 2025-07-10
121702655-1 | 121702655 - APPROVED | 1 | O-20357-00 | General - Stand Display Timbangan Weighing Booth 120x50x1140 mm;Custom/Lokal; -; | 1 | Pieces | IDR | 2985000 | 2985000 | 2025-05-23 | FIP Engineering | Mochammad Fadhillah Hakim, | FIP Engineering | FIP-DOM-000-11304-OS00001-INA-000000 | PO Closed | GL2505026 | 2025-04-23 | 2025-04-25 | 2025-06-09
121702656-1 | 121702656 - APPROVED | 1 | P-53404-00 | General - External Cable 5 Wire for Dosing Pump Analogue 4-20mA; Prominent; BT4B 0708 PVT 2000UA011A00YP; 1 pc | 1 | Pieces | IDR | 2250000 | 2250000 | 2025-05-23 | FIP Engineering | Mochammad Fadhillah Hakim, | FIP Engineering | FIP-DOM-000-11304-OS00001-INA-000000 | PO Closed | GL2505021 | 2025-04-23 | 2025-04-25 | 2025-05-23
121702659-1 | 121702659 - APPROVED | 1 | P-11185-00 | General - Push-in Connector, QS-8-6; Festo; 153038; 1 pcs | 8 | Pieces | IDR | 47707 | 381656 | 2025-05-23 | FIP Engineering | Mochammad Fadhillah Hakim, | FIP Engineering | FIP-DOM-000-11304-OS00001-INA-000000 | PO Closed | GL2505366 | 2025-04-23 | 2025-04-25 | 2025-05-23
121702659-2 | 121702659 - APPROVED | 2 | P-12266-00 | FESTO - Push In Fitting QS-1/2-10 part number 190646 | 8 | Pieces | IDR | 60000 | 480000 | 2025-05-23 | FIP Engineering | Mochammad Fadhillah Hakim, | FIP Engineering | FIP-DOM-000-11304-OS00001-INA-000000 | PO Closed | GL2505366 | 2025-04-23 | 2025-04-25 | 2025-05-23
121702659-3 | 121702659 - APPROVED | 3 | P-12282-00 | FESTO - QS-12-10 Push in Connector p/n: 153040 | 8 | Pieces | IDR | 66439 | 531512 | 2025-05-23 | FIP Engineering | Mochammad Fadhillah Hakim, | FIP Engineering | FIP-DOM-000-11304-OS00001-INA-000000 | PO Closed | GL2505366 | 2025-04-23 | 2025-04-25 | 2025-05-23
121702660-1 | 121702660 - APPROVED | 1 | P-14970-00 | General - Pipa PVC AW dia. 2 1/2inch, Warna Abu-Abu; Rucika; -; 1 pcs | 6 | Pieces | IDR | 318250 | 1909500 | 2025-05-23 | FIP Engineering | Mochammad Fadhillah Hakim, | FIP Engineering | FIP-DOM-000-11304-OS00001-INA-000000 | PO Closed | GL2505368 | 2025-04-23 | 2025-04-25 | 2025-05-23
121702660-2 | 121702660 - APPROVED | 2 | P-19160-00 | Cable Duct PVC 65 x 65 x 2900mmLokal | 3 | Pieces | IDR | 90000 | 270000 | 2025-05-23 | FIP Engineering | Mochammad Fadhillah Hakim, | FIP Engineering | FIP-DOM-000-11304-OS00001-INA-000000 | PO Closed | GL2505002 | 2025-04-23 | 2025-04-25 | 2025-05-30
121702660-3 | 121702660 - APPROVED | 3 | P-19757-00 | General - Filter Panel Size 4inch; No Brand; -; 1 pc | 2 | Pieces | IDR | 75000 | 150000 | 2025-05-23 | FIP Engineering | Mochammad Fadhillah Hakim, | FIP Engineering | FIP-DOM-000-11304-OS00001-INA-000000 | PO Closed | GL2505002 | 2025-04-23 | 2025-04-25 | 2025-05-30
121702661-1 | 121702661 - APPROVED | 1 | Q-10817-00 | Door Closer Type: TS77 Hold Open; DORMA; ; | 5 | Pieces | IDR | 687850 | 3439250 | 2025-05-23 | FIP Engineering | Mochammad Fadhillah Hakim, | FIP Engineering | FIP-DOM-000-11304-OS00001-INA-000000 | PO Closed | GL2505017 | 2025-04-23 | 2025-04-25 | 2025-05-20
121702663-1 | 121702663 - APPROVED | 1 | P-18019-00 | General - Dial 4" Pressure Gauge 0-10 bar; Connection: 3/8", Screwed BSP; Spirax Sarco; 273300; 1 pc | 2 | Pieces | IDR | 1896000 | 3792000 | 2025-06-27 | FIP Engineering | Mochammad Fadhillah Hakim, | FIP Engineering | FIP-DOM-000-11304-OS00001-INA-000000 | PO Closed | GL2505370 | 2025-04-23 | 2025-04-25 | 2025-06-27
121702666-1 | 121702666 - APPROVED | 1 | S-60050-00 | Jasa Perbaikan dan Pemeliharaan Mesin Produksi; ; ; | 1 | Pieces | IDR | 923288 | 923288 | 2025-04-28 | FIP General | Mochammad Fadhillah Hakim, | FIP Engineering | FIP-DOM-ENG-51504-0000000-INA-000000 | PO Closed | GL2506041 | 2025-04-24 | 2025-04-25 | 2025-09-10
121702671-1 | 121702671 - APPROVED | 1 | T-80109-00 | Cellotape / Lakban Kertas 1 inch warna Putih | 40 | Roll | IDR | 5500 | 220000 | 2025-07-07 | FIP General | Mochammad Fadhillah Hakim, | FIP Engineering | FIP-DOM-ENG-51411-0000000-INA-000000 | PO Closed | GL2505030 | 2025-04-24 | 2025-04-25 | 2025-07-07
121702671-2 | 121702671 - APPROVED | 2 | T-80109-00 | Cellotape / Lakban Kertas 1 inch warna Putih | 40 | Roll | IDR | 5500 | 220000 | 2025-09-22 | FIP General | Mochammad Fadhillah Hakim, | FIP Engineering | FIP-DOM-ENG-51411-0000000-INA-000000 | PO Closed | GL2505030 | 2025-04-24 | 2025-04-25 | 2025-09-22
121702676-1 | 121702676 - APPROVED | 1 | R-21013-00 | Utility Equipment; ; ; - Booster Regulator VBA40A-04GN | 1 | Unit | IDR | 14974000 | 14974000 | 2025-06-27 | FIP General | Mochammad Fadhillah Hakim, | FIP Engineering | FIP-DOM-ENG-13405-EQ25025-INA-000000 | PO Closed | GL2506050 | 2025-04-25 | 2025-06-17 | 2025-09-10
121702676-2 | 121702676 - APPROVED | 2 | R-21013-00 | Utility Equipment; ; ; - Air Tank VBAT38A-RV-Q | 1 | Unit | IDR | 12189000 | 12189000 | 2025-06-27 | FIP General | Mochammad Fadhillah Hakim, | FIP Engineering | FIP-DOM-ENG-13405-EQ25025-INA-000000 | PO Closed | GL2506050 | 2025-04-25 | 2025-06-17 | 2025-07-30
121702676-3 | 121702676 - APPROVED | 3 | R-21013-00 | Utility Equipment; ; ; - Air Filter AM40-04BD-D | 1 | Unit | IDR | 2408000 | 2408000 | 2025-06-27 | FIP General | Mochammad Fadhillah Hakim, | FIP Engineering | FIP-DOM-ENG-13405-EQ25025-INA-000000 | PO Closed | GL2506050 | 2025-04-25 | 2025-06-17 | 2025-07-30
121702678-1 | 121702678 - APPROVED | 1 | S-13310-00 | Rubbing Compound Mobil; Ivory; ; pack size 1 kg per kaleng | 4 | Can | IDR | 80000 | 320000 | 2025-04-30 | FIP General | Mochammad Fadhillah Hakim, | FIP Engineering | FIP-DOM-ENG-51502-0000000-INA-000000 | PO Closed | GL2505057 | 2025-04-28 | 2025-04-29 | 2025-06-06
121702679-1 | 121702679 - APPROVED | 1 | S-60050-00 | Jasa Perbaikan dan Pemeliharaan Mesin Produksi; ; ; - Perbaikan Gearbox Capping | 1 | Pieces | IDR | 6800000 | 6800000 | 2025-05-28 | FIP General | Mochammad Fadhillah Hakim, | FIP Engineering | FIP-DOM-ENG-51504-0000000-INA-000000 | PO Closed | GL2506005 | 2025-04-28 | 2025-04-29 | 2025-07-28
121702680-1 | 121702680 - APPROVED | 1 | P-17645-00 | Sodium Hiphoclorite; ; ; ltr | 630 | Liter | IDR | 5000 | 3150000 | 2025-06-27 | FIP Engineering | Mochammad Fadhillah Hakim, | FIP Engineering | FIP-DOM-000-11304-OS00001-INA-000000 | PO Closed | GL2505001 | 2025-04-28 | 2025-04-29 | 2025-09-03
121702680-2 | 121702680 - APPROVED | 2 | P-17645-00 | Sodium Hiphoclorite; ; ; ltr | 630 | Liter | IDR | 5000 | 3150000 | 2025-10-03 | FIP Engineering | Mochammad Fadhillah Hakim, | FIP Engineering | FIP-DOM-000-11304-OS00001-INA-000000 | PO Closed | GL2505001 | 2025-04-28 | 2025-04-29 | 2025-05-15
121702682-1 | 121702682 - APPROVED | 1 | S-60002-00 | Jasa Perbaikan dan Pemeliharaan Mesin Utility - Scalling PSG | 1 | Lot | IDR | 77500000 | 77500000 | 2025-05-30 | FIP General | Mochammad Fadhillah Hakim, | FIP Engineering | FIP-DOM-ENG-51508-OS00001-INA-000000 | PO Closed | GL2506025 | 2025-04-29 | 2025-04-29 | 2025-09-30
121702690-1 | 121702690 - APPROVED | 1 | Q-60405-00 | Cat Durogloss DR-2000; Propan; Type Spiders Web 90YY 73/040; 0,9 L/can | 6 | Can | IDR | 95919 | 575514 | 2025-05-30 | FIP General | Mochammad Fadhillah Hakim, | FIP Engineering | FIP-DOM-ENG-51402-0000000-INA-000000 | PO Closed | GL2505013 | 2025-04-30 | 2025-05-02 | 2025-05-30
121702692-1 | 121702692 - APPROVED | 1 | R-22006-00 | Racking | 1 | Unit | IDR | 21645000 | 21645000 | 2025-06-06 | FIP General | Mochammad Fadhillah Hakim, | FIP Engineering | FIP-DOM-ENG-13406-EQ25002-INA-000000 | PO Closed | GL2505055 | 2025-05-02 | 2025-05-16 | 2025-06-16
121702694-1 | 121702694 - APPROVED | 1 | P-11175-00 | Pneumatic Fitting - QS 10-8 / PN : 153039 / Festo | 8 | Pieces | IDR | 63220 | 505760 | 2025-06-06 | FIP Engineering | Mochammad Fadhillah Hakim, | FIP Engineering | FIP-DOM-000-11304-OS00001-INA-000000 | PO Closed | GL2505372 | 2025-05-02 | 2025-05-02 | 2025-06-20
121702695-1 | 121702695 - APPROVED | 1 | O-53236-00 | General - Advanced Control Unit 24VDC 1.25-5A; Schneider; LUCB05BL; 1 Pc | 4 | Pieces | IDR | 2250000 | 9000000 | 2025-06-06 | FIP Engineering | Mochammad Fadhillah Hakim, | FIP Engineering | FIP-DOM-000-11304-OS00001-INA-000000 | PO Closed | GL2505038 | 2025-05-02 | 2025-05-02 | 2025-06-16
121702696-1 | 121702696 - APPROVED | 1 | P-10391-00 | Ball Valve PVC 2" | 2 | Pieces | IDR | 100000 | 200000 | 2025-05-04 | FIP Engineering | Mochammad Fadhillah Hakim, | FIP Engineering | FIP-DOM-000-11304-OS00001-INA-000000 | PO Closed | GL2505368 | 2025-05-02 | 2025-05-02 | 2025-05-23
121702696-2 | 121702696 - APPROVED | 2 | P-10877-00 | Fitting PVC - Reducer PVC 2" - 1" | 4 | Pieces | IDR | 15000 | 60000 | 2025-05-04 | FIP Engineering | Mochammad Fadhillah Hakim, | FIP Engineering | FIP-DOM-000-11304-OS00001-INA-000000 | PO Closed | GL2505368 | 2025-05-02 | 2025-05-02 | 2025-05-23
121702696-3 | 121702696 - APPROVED | 3 | P-18769-00 | Mata Gerinda Potong 4" Merek WD; ; -; 20 pc | 1 | Pack | IDR | 115000 | 115000 | 2025-05-04 | FIP Engineering | Mochammad Fadhillah Hakim, | FIP Engineering | FIP-DOM-000-11304-OS00001-INA-000000 | PO Closed | GL2505373 | 2025-05-02 | 2025-05-02 | 2025-06-06
121702697-1 | 121702697 - APPROVED | 1 | P-54210-00 | Tutup stop kontak; IEC 60529 BS5733;; Schneider; ; | 20 | Pieces | IDR | 88500 | 1770000 | 2025-06-06 | FIP Engineering | Mochammad Fadhillah Hakim, | FIP Engineering | FIP-DOM-000-11304-OS00001-INA-000000 | PO Closed | GL2505002 | 2025-05-02 | 2025-05-02 | 2025-05-30
121702697-2 | 121702697 - APPROVED | 2 | P-10895-00 | General - Socket, PVC, 1/2"; No Brand; -; 1 pcs | 12 | Pieces | IDR | 5000 | 60000 | 2025-06-06 | FIP Engineering | Mochammad Fadhillah Hakim, | FIP Engineering | FIP-DOM-000-11304-OS00001-INA-000000 | PO Closed | GL2505368 | 2025-05-02 | 2025-05-02 | 2025-05-23
121702697-3 | 121702697 - APPROVED | 3 | P-18255-00 | KITZ - Gate Valve dia 2 1/2 inch; ; ; | 2 | Pieces | IDR | 1900000 | 3800000 | 2025-06-06 | FIP Engineering | Mochammad Fadhillah Hakim, | FIP Engineering | FIP-DOM-000-11304-OS00001-INA-000000 | PO Closed | GL2505002 | 2025-05-02 | 2025-05-02 | 2025-05-30
121702697-4 | 121702697 - APPROVED | 4 | P-19778-00 | General - Mesh 30 SS 304; No Brand; -; 1 meter | 10 | Meter | IDR | 197500 | 1975000 | 2025-06-06 | FIP General | Mochammad Fadhillah Hakim, | FIP Engineering | FIP-DOM-ENG-51404-0000000-INA-000000 | PO Closed | GL2505373 | 2025-05-02 | 2025-05-02 | 2025-06-06
121702697-5 | 121702697 - APPROVED | 5 | P-19784-00 | General - Male Connector M6 x 1/4inch NPT SS 316; Lokal; MC-NPT4-316; 1 pc | 6 | Pieces | IDR | 170000 | 1020000 | 2025-06-06 | FIP Engineering | Mochammad Fadhillah Hakim, | FIP Engineering | FIP-DOM-000-11304-OS00001-INA-000000 | PO Closed | GL2505002 | 2025-05-02 | 2025-05-02 | 2025-05-30
121702697-6 | 121702697 - APPROVED | 6 | P-53415-00 | General - LED Module 5730 SMD; Samsung; -; 1 pc | 20 | Pieces | IDR | 3000 | 60000 | 2025-06-06 | FIP Engineering | Mochammad Fadhillah Hakim, | FIP Engineering | FIP-DOM-000-11304-OS00001-INA-000000 | PO Closed | GL2505002 | 2025-05-02 | 2025-05-02 | 2025-05-30
121702697-7 | 121702697 - APPROVED | 7 | P-53416-00 | General - Ballast SMPS 300 TLD Driver LED 12VDC IP68; Talled; -; 1 pc | 2 | Pieces | IDR | 925000 | 1850000 | 2025-06-06 | FIP Engineering | Mochammad Fadhillah Hakim, | FIP Engineering | FIP-DOM-000-11304-OS00001-INA-000000 | PO Closed | GL2505373 | 2025-05-02 | 2025-05-02 | 2025-06-06
121702697-8 | 121702697 - APPROVED | 8 | P-53417-00 | General - Kabel Audio 8471 Shielded; Belden; -; 1 pc | 50 | Pieces | IDR | 36500 | 1825000 | 2025-06-06 | FIP Engineering | Mochammad Fadhillah Hakim, | FIP Engineering | FIP-DOM-000-11304-OS00001-INA-000000 | PO Closed | GL2505373 | 2025-05-02 | 2025-05-02 | 2025-06-06
121702698-1 | 121702698 - APPROVED | 1 | Q-12047-00 | Kape PVC / Scraper / Skrap PVC Ukuran 5 Inch;; Lokal; ; pc | 10 | Pieces | IDR | 50000 | 500000 | 2025-06-06 | FIP General | Mochammad Fadhillah Hakim, | FIP Engineering | FIP-DOM-ENG-51502-0000000-INA-000000 | PO Closed | GL2505017 | 2025-05-02 | 2025-05-02 | 2025-05-20
121702698-2 | 121702698 - APPROVED | 2 | Q-60403-00 | Serat Fiber / Fiber Glass Matt; Aquaproof; ; 1 kg/pack | 80 | Kilogram | IDR | 46000 | 3680000 | 2025-06-06 | FIP General | Mochammad Fadhillah Hakim, | FIP Engineering | FIP-DOM-ENG-51504-0000000-INA-000000 | PO Closed | GL2505017 | 2025-05-02 | 2025-05-02 | 2025-05-20
121702698-3 | 121702698 - APPROVED | 3 | Q-60404-00 | Cat Interior Catylac; Dulux; Type Putih 1501N; 25 kg/pail | 5 | Pail | IDR | 935000 | 4675000 | 2025-06-06 | FIP General | Mochammad Fadhillah Hakim, | FIP Engineering | FIP-DOM-ENG-51402-0000000-INA-000000 | PO Closed | GL2505017 | 2025-05-02 | 2025-05-02 | 2025-05-20
121702698-4 | 121702698 - APPROVED | 4 | Q-60434-00 | Semen putih / Acian Putih; Tiga Roda; TR-30; 40 kg/zak | 2 | Pack | IDR | 128500 | 257000 | 2025-06-06 | FIP General | Mochammad Fadhillah Hakim, | FIP Engineering | FIP-DOM-ENG-51502-0000000-INA-000000 | PO Closed | GL2505017 | 2025-05-02 | 2025-05-02 | 2025-05-20
121702699-1 | 121702699 - APPROVED | 1 | O-53238-00 | Mixing Tank Adam - Heater Jaket (Heating Cable + Thermostat) 1790 x 330mm 230V 2KW P.Kabel 5 M; Custom/Lokal; -; 1 Pc | 1 | Pieces | IDR | 9350000 | 9350000 | 2025-06-06 | FIP Engineering | Mochammad Fadhillah Hakim, | FIP Engineering | FIP-DOM-000-11304-OS00001-INA-000000 | PO Closed | GL2505041 | 2025-05-02 | 2025-05-02 | 2025-06-09
121702700-1 | 121702700 - APPROVED | 1 | P-52110-00 | CAPACITOR 5 uF, 500 V, 50/60 Hz; ; ; | 5 | Pieces | IDR | 20000 | 100000 | 2025-06-06 | FIP Engineering | Mochammad Fadhillah Hakim, | FIP Engineering | FIP-DOM-000-11304-OS00001-INA-000000 | PO Closed | GL2505002 | 2025-05-02 | 2025-05-02 | 2025-05-30
121702701-1 | 121702701 - APPROVED | 1 | S-60002-00 | Jasa Perbaikan dan Pemeliharaan Mesin Utility - Penggantian BIBO | 1 | Lot | IDR | 85500000 | 85500000 | 2025-07-04 | FIP General | Mochammad Fadhillah Hakim, | FIP Engineering | FIP-DOM-ENG-51508-0000000-INA-000000 | PO Closed | GL2506009 | 2025-05-02 | 2025-05-02 | 2025-08-04
121702703-1 | 121702703 - APPROVED | 1 | T-80708-00 | Tinta HP 955 Black; HP; N9H85A; | 2 | Pieces | IDR | 596000 | 1192000 | 2025-06-06 | FIP General | Mochammad Fadhillah Hakim, | FIP Engineering | FIP-DOM-ENG-51411-0000000-INA-000000 | PO Closed | GL2505028 | 2025-05-05 | 2025-05-07 | 2025-05-23
121702703-2 | 121702703 - APPROVED | 2 | T-80709-00 | Tinta HP 955 Cyan; HP; H9H73A; | 1 | Pieces | IDR | 455000 | 455000 | 2025-06-06 | FIP General | Mochammad Fadhillah Hakim, | FIP Engineering | FIP-DOM-ENG-51411-0000000-INA-000000 | PO Closed | GL2505028 | 2025-05-05 | 2025-05-07 | 2025-05-23
121702703-3 | 121702703 - APPROVED | 3 | T-80710-00 | Tinta HP 955 Magenta; HP; N9H77A; | 1 | Pieces | IDR | 455000 | 455000 | 2025-06-06 | FIP General | Mochammad Fadhillah Hakim, | FIP Engineering | FIP-DOM-ENG-51411-0000000-INA-000000 | PO Closed | GL2505028 | 2025-05-05 | 2025-05-07 | 2025-05-23
121702703-4 | 121702703 - APPROVED | 4 | T-80711-00 | Tinta HP 955 Yellow; HP; N9H81A; | 1 | Pieces | IDR | 495000 | 495000 | 2025-06-06 | FIP General | Mochammad Fadhillah Hakim, | FIP Engineering | FIP-DOM-ENG-51411-0000000-INA-000000 | PO Closed | GL2505028 | 2025-05-05 | 2025-05-07 | 2025-05-23
121702703-5 | 121702703 - APPROVED | 5 | T-80635-00 | Kertas HVS Putih A4 70 gram; | 10 | Rim | IDR | 33000 | 330000 | 2025-06-06 | FIP General | Mochammad Fadhillah Hakim, | FIP Engineering | FIP-DOM-ENG-51411-0000000-INA-000000 | PO Closed | GL2505022 | 2025-05-05 | 2025-05-07 | 2025-05-23
121702706-1 | 121702706 - APPROVED | 1 | Q-90000-00 | Building Maintenance Pure Expense - Jendela Anti Embun | 1 | Unit | IDR | 34000000 | 34000000 | 2025-06-06 | FIP General | Mochammad Fadhillah Hakim, | FIP Engineering | FIP-DOM-ENG-51502-0000000-INA-000000 | PO Closed | GL2505050 | 2025-05-05 | 2025-05-13 | 2025-07-14
121702709-1 | 121702709 - APPROVED | 1 | R-62029-00 | Network switch - Linksys 24 Port Non PoE | 2 | Unit | IDR | 5800000 | 11600000 | 2025-05-08 | FIP General | Mochammad Fadhillah Hakim, | FIP Engineering | FIP-DOM-ENG-13408-ITNB269-INA-000000 | PO Closed | GL2506002 | 2025-05-06 | 2025-05-16 | 2025-06-17
121702710-1 | 121702710 - APPROVED | 1 | R-71002-00 | Renovation - Penggantian Pipa | 1 | Unit | IDR | 259452010 | 259452010 | 2025-06-06 | FIP General | Mochammad Fadhillah Hakim, | FIP Engineering | FIP-DOM-ENG-13402-BL25002-INA-000000 | PO Closed |  | 2025-05-06 | 2025-06-17 | 2025-10-06
121702712-1 | 121702712 - APPROVED | 1 | P-19442-00 | General - Elbow Male Connector Od 6mm x 1/4 inch NPT Stainless Steel; No Brand; -; 1 Pc | 6 | Pieces | IDR | 243500 | 1461000 | 2025-06-06 | FIP Engineering | Mochammad Fadhillah Hakim, | FIP Engineering | FIP-DOM-000-11304-OS00001-INA-000000 | PO Closed | GL2505059 | 2025-05-07 | 2025-05-13 | 2025-06-06
121702713-1 | 121702713 - APPROVED | 1 | T-20791-00 | Heater/Cooler Engine 2690; Waters; 700001066; | 1 | Unit | USD | 31273632 | 31273632 | 2025-06-06 | FIP General | Mochammad Fadhillah Hakim, | FIP Engineering | FIP-DOM-ENG-51505-0000000-INA-000000 | PO Closed | GL2506394 | 2025-05-07 | 2025-05-08 | 2025-07-28
121702716-1 | 121702716 - APPROVED | 1 | T-20002-00 | Jasa Perbaikan Alat Lab - Perbaikan Melting Point | 1 | Pieces | IDR | 4100000 | 4100000 | 2025-06-06 | FIP General | Mochammad Fadhillah Hakim, | FIP Engineering | FIP-DOM-ENG-51505-0000000-INA-000000 | PO Closed | GL2506007 | 2025-05-07 | 2025-05-08 | 2025-06-13
121702717-1 | 121702717 - APPROVED | 1 | T-12200-00 | WD BLUE SSD 500GB 3D NAND SATA SSD; ; ; | 2 | Pieces | IDR | 1200000 | 2400000 | 2025-06-06 | FIP General | Mochammad Fadhillah Hakim, | FIP Engineering | FIP-DOM-ENG-51404-0000000-INA-000000 | PO Closed | GL2505045 | 2025-05-07 | 2025-05-08 | 2025-05-27
121702727-1 | 121702727 - APPROVED | 1 | P-53055-00 | General - Fuse Keramik Double 160A 690VAC Bussman FEE160 | 6 | Pieces | IDR | 615000 | 3690000 | 2025-06-13 | FIP Engineering | Mochammad Fadhillah Hakim, | FIP Engineering | FIP-DOM-000-11304-OS00001-INA-000000 | PO Closed | GL2505059 | 2025-05-08 | 2025-05-09 | 2025-06-13
121702728-1 | 121702728 - APPROVED | 1 | P-51889-00 | Autonics - Power Supply SPA-050-24VDC; ; ; | 3 | Pieces | IDR | 719200 | 2157600 | 2025-06-13 | FIP Engineering | Mochammad Fadhillah Hakim, | FIP Engineering | FIP-DOM-000-11304-OS00001-INA-000000 | PO Closed | GL2505063 | 2025-05-08 | 2025-05-13 | 2025-08-13
121702731-1 | 121702731 - APPROVED | 1 | S-60002-00 | Jasa Perbaikan dan Pemeliharaan Mesin Utility - Perbaikan Board Control Dump Waiter | 1 | Lot | IDR | 1983861 | 1983861 | 2025-05-26 | FIP General | Mochammad Fadhillah Hakim, | FIP Engineering | FIP-DOM-ENG-51508-0000000-INA-000000 | PO Closed | GL2506041 | 2025-05-09 | 2025-05-09 | 2025-09-10
121702732-1 | 121702732 - APPROVED | 1 | Q-90000-00 | Building Maintenance Pure Expense - Pembuatan Pondasi N2 | 1 | Unit | IDR | 11937500 | 11937500 | 2025-06-13 | FIP General | Mochammad Fadhillah Hakim, | FIP Engineering | FIP-DOM-ENG-51502-0000000-INA-000000 | PO Closed | GL2505050 | 2025-05-09 | 2025-05-09 | 2025-07-14
121702736-1 | 121702736 - APPROVED | 1 | S-60002-00 | Jasa Perbaikan dan Pemeliharaan Mesin Utility - Re-Termination dan Re-Program beserta part BAS | 1 | Lot | IDR | 95200000 | 95200000 | 2025-06-13 | FIP General | Mochammad Fadhillah Hakim, | FIP Engineering | FIP-DOM-ENG-51508-0000000-INA-000000 | PO Closed | GL2506019 | 2025-05-09 | 2025-05-13 | 2025-08-30
121702738-1 | 121702738 - APPROVED | 1 | P-16474-00 | General - Lem PLastic Steel Epoxy + Hardener 5 menit; Dextone ; -; 1 set/pack | 6 | Pack | IDR | 20000 | 120000 | 2025-05-30 | FIP Engineering | Mochammad Fadhillah Hakim, | FIP Engineering | FIP-DOM-000-11304-OS00001-INA-000000 | PO Closed | GL2505373 | 2025-05-09 | 2025-05-13 | 2025-06-06
121702739-1 | 121702739 - APPROVED | 1 | P-54269-00 | General - Water Heater Immersion 9 Element Dia 11,2 x 1800 mm, 60 KW 380V, SUS316; Custom; -; 1 pc | 1 | Pieces | IDR | 36680000 | 36680000 | 2025-06-13 | FIP Engineering | Mochammad Fadhillah Hakim, | FIP Engineering | FIP-DOM-000-11304-OS00001-INA-000000 | PO Closed | GL2505054 | 2025-05-13 | 2025-05-13 | 2025-06-20
121702742-1 | 121702742 - APPROVED | 1 | O-54161-00 | Autoclave Fedegari FVA2/A1 - Vacuum Compressor 2BV3 151-0GW02-1E; ELMO RIETSCHLE; ; | 1 | Unit | IDR | 33750000 | 33750000 | 2025-07-18 | FIP Engineering | Mochammad Fadhillah Hakim, | FIP Engineering | FIP-DOM-000-11304-OS00001-INA-000000 | PO Closed | GL2506004 | 2025-05-13 | 2025-05-13 | 2025-12-18
121702745-2 | 121702745 - APPROVED | 2 | P-52369-00 | HVAC - Pressure Flow Control MF PFC Ver.3 24 VAC/VDC 0 - 100 Pa Micatrone; ; ; | 2 | Unit | IDR | 15120000 | 30240000 | 2025-05-16 | FIP Engineering | Mochammad Fadhillah Hakim, | FIP Engineering | FIP-DOM-000-11304-OS00001-INA-000000 | PO Closed | GL2505058 | 2025-05-14 | 2025-05-16 | 2025-06-30
121702746-1 | 121702746 - APPROVED | 1 | O-52530-00 | Sensor PH Meter Type : InPro3250/120/PT1000 PN. 52002548; Mettler-Toledo; ; | 1 | Pieces | IDR | 12026240 | 12026240 | 2025-05-16 | FIP Engineering | Mochammad Fadhillah Hakim, | FIP Engineering | FIP-DOM-000-11304-OS00001-INA-000000 | PO Closed | GL2506001 | 2025-05-14 | 2025-05-15 | 2025-08-16
121702747-1 | 121702747 - APPROVED | 1 | P-10729-00 | General - Contact cleaner WD 40; No Brand; -; 382gr/can | 5 | Pieces | IDR | 88000 | 440000 | 2025-06-20 | FIP Engineering | Mochammad Fadhillah Hakim, | FIP Engineering | FIP-DOM-000-11304-OS00001-INA-000000 | PO Closed | GL2505060 | 2025-05-14 | 2025-05-15 | 2025-06-20
121702748-1 | 121702748 - APPROVED | 1 | S-46550-00 | Ladder with Cushion Foam 4 Step BLKYS2462P; Krisbow; 294499; | 1 | Pieces | IDR | 880000 | 880000 | 2025-06-20 | FIP General | Mochammad Fadhillah Hakim, | FIP Engineering | FIP-DOM-ENG-51404-0000000-INA-000000 | PO Closed | GL2507036 | 2025-05-14 | 2025-05-15 | 2025-06-25
121702750-1 | 121702750 - APPROVED | 1 | T-20591-00 | Kit, Performance PLUS seal pack rebuild; Waters; 700011783; 1 pieces / pack | 1 | Pieces | USD | 4511938 | 4511938 | 2025-07-18 | FIP General | Mochammad Fadhillah Hakim, | FIP Engineering | FIP-DOM-ENG-51505-0000000-INA-000000 | PO Closed | GL2506394 | 2025-05-15 | 2025-05-16 | 2025-07-18
121702751-1 | 121702751 - APPROVED | 1 | P-19443-00 | General - Pneumatic Vacuum Ejector; EMC; E-CV-05-R; 1 Pc | 2 | Pieces | IDR | 237600 | 475200 | 2025-06-20 | FIP Engineering | Mochammad Fadhillah Hakim, | FIP Engineering | FIP-DOM-000-11304-OS00001-INA-000000 | PO Closed | GL2505059 | 2025-05-15 | 2025-05-15 | 2025-06-20
121702762-1 | 121702762 - APPROVED | 1 | T-20055-00 | PerformancePlus Check Valve Cartridge; Waters; p/n 700002399; | 7 | Pieces | USD | 4868143 | 34077002 | 2025-06-27 | FIP General | Mochammad Fadhillah Hakim, | FIP Engineering | FIP-DOM-ENG-51505-0000000-INA-000000 | PO Closed | GL2506394 | 2025-05-19 | 2025-06-17 | 2025-07-18
121702764-1 | 121702764 - APPROVED | 1 | S-60050-00 | Jasa Perbaikan dan Pemeliharaan Mesin Produksi; ; ; - Pembuatan alat wash lance (Tools Cleaning) | 2 | Pieces | IDR | 2748500 | 5497000 | 2025-05-21 | FIP General | Mochammad Fadhillah Hakim, | FIP Engineering | FIP-DOM-ENG-51504-0000000-INA-000000 | PO Closed | GL2506028 | 2025-05-19 | 2025-05-20 | 2025-07-30
121702765-1 | 121702765 - APPROVED | 1 | S-60002-00 | Jasa Perbaikan dan Pemeliharaan Mesin Utility - Jasa Perbaikan Beamex | 1 | Lot | IDR | 44900000 | 44900000 | 2025-06-20 | FIP General | Mochammad Fadhillah Hakim, | FIP Engineering | FIP-DOM-ENG-51508-0000000-INA-000000 | PO Closed | GL2506023 | 2025-05-19 | 2025-06-03 | 2025-10-20
121702772-1 | 121702772 - APPROVED | 1 | P-13370-00 | General - Pulser SCR Heater Controller Wall Mounted 0-10 VD DC; Regin; 240-X010; 1 unit | 3 | Unit | IDR | 6000000 | 18000000 | 2025-06-27 | FIP Engineering | Mochammad Fadhillah Hakim, | FIP Engineering | FIP-DOM-000-11304-OS00001-INA-000000 | PO Closed | GL2506045 | 2025-05-26 | 2025-06-17 | 2025-07-20
121702775-1 | 121702775 - APPROVED | 1 | O-51698-00 | OMRON - Relay MY4Z 24VDC; ; ; | 4 | Pieces | IDR | 179000 | 716000 | 2025-06-27 | FIP Engineering | Mochammad Fadhillah Hakim, | FIP Engineering | FIP-DOM-000-11304-OS00001-INA-000000 | PO Closed | GL2506030 | 2025-05-26 | 2025-05-27 | 2025-07-12
121702776-1 | 121702776 - APPROVED | 1 | P-11184-00 | General - Push-in Connector, QS-8; Festo; 153033; 1 pcs | 10 | Pieces | IDR | 47707 | 477070 | 2025-06-27 | FIP Engineering | Mochammad Fadhillah Hakim, | FIP Engineering | FIP-DOM-000-11304-OS00001-INA-000000 | PO Closed | GL2506380 | 2025-05-26 | 2025-05-27 | 2025-06-27
121702776-2 | 121702776 - APPROVED | 2 | P-11185-00 | General - Push-in Connector, QS-8-6; Festo; 153038; 1 pcs | 4 | Pieces | IDR | 47707 | 190828 | 2025-06-27 | FIP Engineering | Mochammad Fadhillah Hakim, | FIP Engineering | FIP-DOM-000-11304-OS00001-INA-000000 | PO Closed | GL2506380 | 2025-05-26 | 2025-05-27 | 2025-06-27
121702776-3 | 121702776 - APPROVED | 3 | P-11431-00 | General - Plastic Tubing, PUN-H-8X1,25-BL; Festo; 197385; 1 m | 100 | Meter | IDR | 19903 | 1990300 | 2025-06-27 | FIP Engineering | Mochammad Fadhillah Hakim, | FIP Engineering | FIP-DOM-000-11304-OS00001-INA-000000 | PO Closed | GL2506380 | 2025-05-26 | 2025-05-27 | 2025-06-27
121702776-4 | 121702776 - APPROVED | 4 | P-12287-00 | FESTO - QS-3/8-8 Push-In fitting p/n 153006 | 10 | Pieces | IDR | 33805 | 338050 | 2025-06-27 | FIP Engineering | Mochammad Fadhillah Hakim, | FIP Engineering | FIP-DOM-000-11304-OS00001-INA-000000 | PO Closed | GL2506380 | 2025-05-26 | 2025-05-27 | 2025-06-27
121702776-5 | 121702776 - APPROVED | 5 | P-15351-00 | FESTO - Plastic tubing PUN-10x1,5-BL (Blue) p/n 159668; ; ; | 150 | Pieces | IDR | 38196 | 5729400 | 2025-06-27 | FIP Engineering | Mochammad Fadhillah Hakim, | FIP Engineering | FIP-DOM-000-11304-OS00001-INA-000000 | PO Closed | GL2506380 | 2025-05-26 | 2025-05-27 | 2025-06-27
121702777-1 | 121702777 - APPROVED | 1 | P-13429-00 | Cable Ducting 25x40mm; ; ; - PUTIH | 3 | Pieces | IDR | 45000 | 135000 | 2025-06-27 | FIP General | Mochammad Fadhillah Hakim, | FIP Engineering | FIP-DOM-ENG-51502-0000000-INA-000000 | PO Closed | GL2506384 | 2025-05-26 | 2025-05-26 | 2025-07-04
121702779-1 | 121702779 - APPROVED | 1 | P-19028-00 | General - Washable G4 Avg arrestance : 94%. Rec. Final resistance: 250 Pa. Size: 24" x 24" x 2"; IAF; ; pcs | 20 | Pieces | IDR | 450000 | 9000000 | 2025-06-27 | FIP Engineering | Mochammad Fadhillah Hakim, | FIP Engineering | FIP-DOM-000-11304-OS00001-INA-000000 | PO Closed | GL2506022 | 2025-05-26 | 2025-06-03 | 2025-06-27
121702779-2 | 121702779 - APPROVED | 2 | P-19029-00 | General - Washable G4 Avg arrestance : 94%. Rec. Final resistance: 250 Pa. Size: 12" x 24" x 2"; IAF; ; pcs | 10 | Pieces | IDR | 350000 | 3500000 | 2025-06-27 | FIP Engineering | Mochammad Fadhillah Hakim, | FIP Engineering | FIP-DOM-000-11304-OS00001-INA-000000 | PO Closed | GL2506022 | 2025-05-26 | 2025-06-03 | 2025-06-27
121702780-1 | 121702780 - APPROVED | 1 | T-20123-00 | Acquity PDA/TUV 2489/2998 Perf Main Kit (lampu HPLC); Waters; P/N 201000281; 1 pc | 2 | Pieces | IDR | 12328425 | 24656850 | 2025-07-28 | FIP General | Mochammad Fadhillah Hakim, | FIP Engineering | FIP-DOM-ENG-51505-0000000-INA-000000 | PO Closed | GL2506377 | 2025-05-26 | 2025-06-03 | 2025-10-03
121702780-2 | 121702780 - APPROVED | 2 | T-25454-00 | Filter Flag, 2998, Classic; Waters; 700003767; | 2 | Pieces | USD | 11886480 | 23772960 | 2025-07-28 | FIP General | Mochammad Fadhillah Hakim, | FIP Engineering | FIP-DOM-ENG-51505-0000000-INA-000000 | PO Closed | GL2506394 | 2025-05-26 | 2025-06-03 | 2025-07-28
121702781-1 | 121702781 - APPROVED | 1 | O-53032-00 | Cable Temperature Sensor Silicone 1,5m PT1000 QAP2012.150 | 4 | Pieces | IDR | 650000 | 2600000 | 2025-06-27 | FIP Engineering | Mochammad Fadhillah Hakim, | FIP Engineering | FIP-DOM-000-11304-OS00001-INA-000000 | PO Closed | GL2506053 | 2025-05-26 | 2025-06-10 | 2025-07-27
121702783-1 | 121702783 - APPROVED | 1 | P-19820-00 | General - Baut L Tanam M5 x 10 x 0.8 SS 304; No Brand; -; 100pcs/pack | 1 | Pack | IDR | 100000 | 100000 | 2025-06-27 | FIP Engineering | Mochammad Fadhillah Hakim, | FIP Engineering | FIP-DOM-000-11304-OS00001-INA-000000 | PO Closed | GL2506055 | 2025-05-26 | 2025-06-18 | 2025-07-25
121702783-2 | 121702783 - APPROVED | 2 | P-53133-00 | Kabel Belden AWG 22; ; ; | 2 | Roll | IDR | 3000000 | 6000000 | 2025-06-27 | FIP Engineering | Mochammad Fadhillah Hakim, | FIP Engineering | FIP-DOM-000-11304-OS00001-INA-000000 | PO Closed | GL2506055 | 2025-05-26 | 2025-06-18 | 2025-07-25
121702788-1 | 121702788 - APPROVED | 1 | O-19678-00 | Printhead Engine 60 Micron; ; P/N : 399-422; | 1 | Pieces | IDR | 17667000 | 17667000 | 2025-08-01 | FIP Engineering | Mochammad Fadhillah Hakim, | FIP Engineering | FIP-DOM-000-11304-OS00001-INA-000000 | PO Closed | GL2507003 | 2025-05-27 | 2025-06-10 | 2025-08-30
121702790-1 | 121702790 - APPROVED | 1 | P-11018-00 | General - Oil Seal TC 15 x 24 x 7; NOK; -; 1 Pc | 10 | Pieces | IDR | 87500 | 875000 | 2025-06-27 | FIP Engineering | Mochammad Fadhillah Hakim, | FIP Engineering | FIP-DOM-000-11304-OS00001-INA-000000 | PO Closed | GL2506058 | 2025-05-27 | 2025-06-18 | 2025-07-15
121702790-3 | 121702790 - APPROVED | 3 | P-19811-00 | General - Clamp Ferrule Sanitary 3/4 Inch; No Brand; -; 1 pc | 10 | Pieces | IDR | 94500 | 945000 | 2025-06-27 | FIP Engineering | Mochammad Fadhillah Hakim, | FIP Engineering | FIP-DOM-000-11304-OS00001-INA-000000 | PO Closed | GL2506046 | 2025-05-27 | 2025-06-18 | 2025-07-15
121702792-1 | 121702792 - APPROVED | 1 | P-54190-00 | Stop Kontak IP55 16A; Legrand; ; | 5 | Pieces | IDR | 185000 | 925000 | 2025-06-27 | FIP Engineering | Mochammad Fadhillah Hakim, | FIP Engineering | FIP-DOM-000-11304-OS00001-INA-000000 | PO Closed | GL2506384 | 2025-05-27 | 2025-05-27 | 2025-07-04
121702793-1 | 121702793 - APPROVED | 1 | Q-10154-00 | Kuas Cat Roller uk. 230 mm;No Brand;;pack size per set | 20 | Pieces | IDR | 37000 | 740000 | 2025-06-27 | FIP Engineering | Mochammad Fadhillah Hakim, | FIP Engineering | FIP-DOM-000-11304-OS00001-INA-000000 | PO Closed | GL2506027 | 2025-05-27 | 2025-06-03 | 2025-07-04
121702794-1 | 121702794 - APPROVED | 1 | O-14640-00 | Silicone Gasket for Ferrule dia. 3/4" - P/N : - pc | 20 | Pieces | IDR | 11000 | 220000 | 2025-06-27 | FIP Engineering | Mochammad Fadhillah Hakim, | FIP Engineering | FIP-DOM-000-11304-OS00001-INA-000000 | PO Closed | GL2506031 | 2025-05-27 | 2025-06-03 | 2025-07-03
121702795-1 | 121702795 - APPROVED | 1 | S-50264-00 | Gelas Ukur 1000 ml Class A ; Brand : Iwaki ; CN : 3022-1000-N | 1 | Pieces | IDR | 417200 | 417200 | 2025-05-29 | FIP General | Mochammad Fadhillah Hakim, | FIP Engineering | FIP-DOM-ENG-51906-0000000-INA-000000 | PO Closed | GL2512055 | 2025-05-27 | 2025-12-17 | 2026-01-09
121702796-1 | 121702796 - APPROVED | 1 | S-60050-00 | Jasa Perbaikan dan Pemeliharaan Mesin Produksi; ; ; - Additional Project to Tata (Additional WFI Only) | 1 | Pieces | IDR | 3778800 | 3778800 | 2025-06-27 | FIP General | Mochammad Fadhillah Hakim, | FIP Engineering | FIP-DOM-ENG-51504-0000000-INA-000000 | PO Closed | GL2506028 | 2025-05-27 | 2025-05-28 | 2025-07-30
121702798-1 | 121702798 - APPROVED | 1 | R-20023-00 | Machine Change Parts; ; ; - KIT REPLACEMENT Siemens PC577C/Proface/B&R WITH IPC277EE (KIT MEDIUM) | 1 | Unit | EUR | 1002678734 | 1002678734 | 2025-05-29 | FIP General | Mochammad Fadhillah Hakim, | FIP Engineering | FIP-DOM-ENG-13404-MC25001-INA-000000 | PO Closed | GL2507030 | 2025-05-27 | 2025-06-17 | 2025-11-20
121702800-1 | 121702800 - APPROVED | 1 | S-50953-00 | Silica Gel curah; ; ; pck | 5 | Pieces | IDR | 150000 | 750000 | 2025-07-04 | FIP General | Mochammad Fadhillah Hakim, | FIP Engineering | FIP-DOM-ENG-51505-0000000-INA-000000 | PO Closed | GL2506388 | 2025-05-28 | 2025-05-28 | 2025-07-08
121702801-1 | 121702801 - APPROVED | 1 | Q-60406-00 | Stone Coat Pernis pelapis batu alam; Golden Horse; Type Black Gloss ; 1 kg/can | 4 | Can | IDR | 187500 | 750000 | 2025-07-04 | FIP Engineering | Mochammad Fadhillah Hakim, | FIP Engineering | FIP-DOM-000-11304-OS00001-INA-000000 | PO Closed | GL2506027 | 2025-05-28 | 2025-05-28 | 2025-07-04
121702801-2 | 121702801 - APPROVED | 2 | Q-12076-00 | Kunci Laci Lemari Loker Slide; Huben; HL-505; per set | 4 | Set | IDR | 20000 | 80000 | 2025-07-04 | FIP Engineering | Mochammad Fadhillah Hakim, | FIP Engineering | FIP-DOM-000-11304-OS00001-INA-000000 | PO Closed | GL2506027 | 2025-05-28 | 2025-05-28 | 2025-07-04
121702807-1 | 121702807 - APPROVED | 1 | P-15938-00 | Water Hardness Test Kit; ; ; | 3 | Box | IDR | 273500 | 820500 | 2025-05-30 | FIP General | Mochammad Fadhillah Hakim, | FIP Engineering | FIP-DOM-ENG-51504-0000000-INA-000000 | PO Closed | GL2506384 | 2025-05-28 | 2025-06-03 | 2025-07-04
121702813-1 | 121702813 - APPROVED | 1 | P-15852-00 | AMPLAS EAGLE 500 | 30 | Pieces | IDR | 5800 | 174000 | 2025-07-04 | FIP Engineering | Mochammad Fadhillah Hakim, | FIP Engineering | FIP-DOM-000-11304-OS00001-INA-000000 | PO Closed | GL2506384 | 2025-05-30 | 2025-06-03 | 2025-07-04
121702814-1 | 121702814 - APPROVED | 1 | Q-10715-00 | Lem PVC Isarplas Kuas @400gr; ; ; | 3 | Pieces | IDR | 60000 | 180000 | 2025-07-04 | FIP General | Mochammad Fadhillah Hakim, | FIP Engineering | FIP-DOM-ENG-51502-0000000-INA-000000 | PO Closed | GL2506027 | 2025-05-30 | 2025-06-03 | 2025-07-04
121702815-1 | 121702815 - APPROVED | 1 | O-52841-00 | Freeze Dryer MBE1207 - Mechanical Positioner Switch 50-0406-12610-532 P/n: EB14-00072; BRAY; ; | 1 | Pieces | USD | 1399820 | 1399820 | 2025-07-04 | FIP Engineering | Mochammad Fadhillah Hakim, | FIP Engineering | FIP-DOM-000-11304-OS00001-INA-000000 | PO Closed | GL2508026 | 2025-05-30 | 2025-06-18 | 2025-11-30
121702815-2 | 121702815 - APPROVED | 2 | O-20726-00 | Freeze Dryer MBE1207- Actuator Pnaumatic Valve 1 Inch + Switch Box; EB50-00667; Saunders; SG025SY0404ERNLRNYN-M2E2010; 1 Set | 3 | Set | IDR | 30502930 | 91508790 | 2025-07-04 | FIP Engineering | Mochammad Fadhillah Hakim, | FIP Engineering | FIP-DOM-000-11304-OS00001-INA-000000 | PO Closed | GL2508026 | 2025-05-30 | 2025-06-18 | 2025-11-30
121702815-3 | 121702815 - APPROVED | 3 | O-20727-00 | Freeze Dryer MBE1207- Actuator Pnaumatic Valve 1.5 Inch + Switch Box; EB50-00668; Saunders; SG040SY0606ERNLRNYN-M2E2010; 1 Set | 1 | Set | IDR | 33689750 | 33689750 | 2025-07-04 | FIP Engineering | Mochammad Fadhillah Hakim, | FIP Engineering | FIP-DOM-000-11304-OS00001-INA-000000 | PO Closed | GL2508026 | 2025-05-30 | 2025-06-18 | 2025-11-30
121702815-4 | 121702815 - APPROVED | 4 | O-20728-00 | Freeze Dryer MBE1207- Actuator Pnaumatic Valve 0.5 Inch + Switch Box; EB50-00678; Saunders; SG008SY0202ERNLRNYN-M2E2010; 1 Set | 1 | Set | IDR | 30475050 | 30475050 | 2025-07-04 | FIP Engineering | Mochammad Fadhillah Hakim, | FIP Engineering | FIP-DOM-000-11304-OS00001-INA-000000 | PO Closed | GL2508026 | 2025-05-30 | 2025-06-18 | 2025-11-30
121702823-1 | 121702823 - APPROVED | 1 | O-50827-00 | OptoCapBT02T Operating Range 8 ppb - 60% O2 Sat P/N 30018857, Measured Pressure Resistance : 0 bar -; ; ; | 1 | Unit | IDR | 12854700 | 12854700 | 2025-07-11 | FIP Engineering | Mochammad Fadhillah Hakim, | FIP Engineering | FIP-DOM-000-11304-OS00001-INA-000000 | PO Closed | GL2507044 | 2025-06-03 | 2025-07-01 | 2025-08-11
121702824-1 | 121702824 - APPROVED | 1 | S-60002-00 | Jasa Perbaikan dan Pemeliharaan Mesin Utility - Pengecekan Forklift Tombol Emergency | 1 | Lot | IDR | 1000000 | 1000000 | 2025-07-11 | FIP General | Mochammad Fadhillah Hakim, | FIP Engineering | FIP-DOM-ENG-51508-0000000-INA-000000 | PO Closed | GL2506038 | 2025-06-03 | 2025-06-10 | 2025-08-30
121702825-1 | 121702825 - APPROVED | 1 | S-60002-00 | Jasa Perbaikan dan Pemeliharaan Mesin Utility - Perbaikan Pompa Air Hujan dan Exhaust Fan | 1 | Lot | IDR | 4306000 | 4306000 | 2025-07-11 | FIP General | Mochammad Fadhillah Hakim, | FIP Engineering | FIP-DOM-ENG-51508-0000000-INA-000000 | PO Closed | GL2506047 | 2025-06-03 | 2025-06-10 | 2025-08-30
121702833-1 | 121702833 - APPROVED | 1 | S-60002-00 | Jasa Perbaikan dan Pemeliharaan Mesin Utility - Perbaikan Lift - Perbaikan Lift | 1 | Lot | IDR | 16725000 | 16725000 | 2025-07-11 | FIP General | Mochammad Fadhillah Hakim, | FIP Engineering | FIP-DOM-ENG-51508-0000000-INA-000000 | PO Closed | GL2506049 | 2025-06-04 | 2025-06-10 | 2025-09-11
121702833-2 | 121702833 - APPROVED | 2 | P-54284-00 | SCHINDLER ELEVATOR - Interphone; Schindler; -; 1 pc | 1 | Pieces | IDR | 5732500 | 5732500 | 2025-07-11 | FIP General | Mochammad Fadhillah Hakim, | FIP Engineering | FIP-DOM-ENG-51504-0000000-INA-000000 | PO Closed | GL2506049 | 2025-06-04 | 2025-06-10 | 2025-09-11
121702833-3 | 121702833 - APPROVED | 3 | P-17899-00 | SCHINDLER ELEVATOR - Door Shoe; ; ; | 4 | Pieces | IDR | 381500 | 1526000 | 2025-07-11 | FIP General | Mochammad Fadhillah Hakim, | FIP Engineering | FIP-DOM-ENG-51504-0000000-INA-000000 | PO Closed | GL2506049 | 2025-06-04 | 2025-06-10 | 2025-09-11
121702833-4 | 121702833 - APPROVED | 4 | Q-10949-00 | SCHINDLER ELEVATOR - Ceiling Lamp Cover; ; ; | 1 | Pieces | IDR | 1345000 | 1345000 | 2025-07-11 | FIP General | Mochammad Fadhillah Hakim, | FIP Engineering | FIP-DOM-ENG-51504-0000000-INA-000000 | PO Closed | GL2506049 | 2025-06-04 | 2025-06-10 | 2025-09-11
121702833-5 | 121702833 - APPROVED | 5 | Q-54157-00 | PCBA LIFT SCOPCA 5.Q;Schindler Elevator;;pack size per unit | 1 | Unit | IDR | 8825000 | 8825000 | 2025-07-11 | FIP General | Mochammad Fadhillah Hakim, | FIP Engineering | FIP-DOM-ENG-51504-0000000-INA-000000 | PO Closed | GL2506049 | 2025-06-04 | 2025-06-10 | 2025-09-11
121702834-1 | 121702834 - APPROVED | 1 | O-20500-00 | General - Main Motor Caping; Bonfiglioli; BE80B4; 1 Unit | 1 | Unit | IDR | 2650000 | 2650000 | 2025-09-05 | FIP Engineering | Mochammad Fadhillah Hakim, | FIP Engineering | FIP-DOM-000-11304-OS00001-INA-000000 | PO Closed | GL2506399 | 2025-06-04 | 2025-06-18 | 2026-01-05
121702834-2 | 121702834 - APPROVED | 2 | O-20501-00 | General - Gearbox Washing; Bonfiglioli; VF44 A 60 B5 B3; 1 Unit | 1 | Unit | IDR | 3800900 | 3800900 | 2025-09-05 | FIP Engineering | Mochammad Fadhillah Hakim, | FIP Engineering | FIP-DOM-000-11304-OS00001-INA-000000 | PO Closed | GL2506399 | 2025-06-04 | 2025-06-18 | 2026-01-05
121702834-3 | 121702834 - APPROVED | 3 | O-20498-00 | General - Gearbox Naik Turun Turet; Bonfiglioli; VF30 P 7 B3; 1 Pc | 1 | Pieces | IDR | 5490000 | 5490000 | 2025-09-05 | FIP Engineering | Mochammad Fadhillah Hakim, | FIP Engineering | FIP-DOM-000-11304-OS00001-INA-000000 | PO Closed | GL2506399 | 2025-06-04 | 2025-06-18 | 2026-01-05
121702834-4 | 121702834 - APPROVED | 4 | O-20499-00 | General - Gearbox Caps Chute; Bonfiglioli; VF44 P 7 B3; 1 Pc | 1 | Pieces | IDR | 3405000 | 3405000 | 2025-09-05 | FIP Engineering | Mochammad Fadhillah Hakim, | FIP Engineering | FIP-DOM-000-11304-OS00001-INA-000000 | PO Closed | GL2506399 | 2025-06-04 | 2025-06-18 | 2026-01-05
121702834-5 | 121702834 - APPROVED | 5 | O-20502-00 | General - Gear Motor Infeed Caping; Bonfiglioli; VF30 P 20 P63 + BN63B 4; 1 Unit | 1 | Unit | IDR | 5325000 | 5325000 | 2025-09-05 | FIP Engineering | Mochammad Fadhillah Hakim, | FIP Engineering | FIP-DOM-000-11304-OS00001-INA-000000 | PO Closed | GL2506399 | 2025-06-04 | 2025-06-18 | 2026-01-05
121702834-6 | 121702834 - APPROVED | 6 | O-20503-00 | General - Gear Motor Rotary Tabel Washing; Bonfiglioli; VFR44 P 230 S44 B3 + BN44B 4; 1 Unit | 1 | Unit | IDR | 6825000 | 6825000 | 2025-09-05 | FIP Engineering | Mochammad Fadhillah Hakim, | FIP Engineering | FIP-DOM-000-11304-OS00001-INA-000000 | PO Closed | GL2506399 | 2025-06-04 | 2025-06-18 | 2026-01-05
121702835-1 | 121702835 - APPROVED | 1 | S-60050-00 | Jasa Perbaikan dan Pemeliharaan Mesin Produksi; ; ; - tambah 1 modifikasi meja inspeksi | 1 | Pieces | IDR | 4850000 | 4850000 | 2025-06-06 | FIP General | Mochammad Fadhillah Hakim, | FIP Engineering | FIP-DOM-ENG-51504-0000000-INA-000000 | PO Closed | GL2506035 | 2025-06-04 | 2025-06-10 | 2025-08-30
121702838-1 | 121702838 - APPROVED | 1 | P-18834-00 | Gland Packing Teflon PTFE 6x6; ; ; | 5 | Meter | IDR | 75000 | 375000 | 2025-07-11 | FIP Engineering | Mochammad Fadhillah Hakim, | FIP Engineering | FIP-DOM-000-11304-OS00001-INA-000000 | PO Closed | GL2507409 | 2025-06-05 | 2025-06-20 | 2025-07-30
121702839-1 | 121702839 - APPROVED | 1 | T-20320-00 | Inlet liner, Ultra Inert, split, low pressure drop, glass wool; Agilent; Part No. 5190-2295; 1/pk | 2 | Pieces | IDR | 825120 | 1650240 | 2025-08-08 | FIP General | Mochammad Fadhillah Hakim, | FIP Engineering | FIP-DOM-ENG-51505-0000000-INA-000000 | PO Closed | GL2506391 | 2025-06-05 | 2025-06-20 | 2025-08-08
121702839-2 | 121702839 - APPROVED | 2 | T-20287-00 | Septum Bleed/Temp Opt. Non-Stick 11 mm Septa ; Agilent; Part No. 5183-4757; 50/pk | 1 | Pack | IDR | 1202582 | 1202582 | 2025-08-08 | FIP General | Mochammad Fadhillah Hakim, | FIP Engineering | FIP-DOM-ENG-51404-0000000-INA-000000 | PO Closed | GL2506391 | 2025-06-05 | 2025-06-20 | 2025-08-08
121702840-1 | 121702840 - APPROVED | 1 | O-16752-00 | Marchesini FB220-PN. 7301604 MODULE,E.DOT+, 0,35MM NOZZLE Nordson; Nordson; ; | 1 | Pieces | IDR | 37261300 | 37261300 | 2025-06-11 | FIP Engineering | Mochammad Fadhillah Hakim, | FIP Engineering | FIP-DOM-000-11304-OS00001-INA-000000 | PO Closed | GL2506017 | 2025-06-09 | 2025-06-09 | 2025-06-30
121702847-1 | 121702847 - APPROVED | 1 | O-54119-00 | Shelf Bellows; Freeze Dryer MBE1207; P/N FB1207-05-70-0 R0.0; pack size per unit | 1 | Unit | USD | 45511200 | 45511200 | 2025-08-15 | FIP Engineering | Mochammad Fadhillah Hakim, | FIP Engineering | FIP-DOM-000-11304-OS00001-INA-000000 | PO Closed | GL2506044 | 2025-06-10 | 2025-06-10 | 2025-08-31
121702848-1 | 121702848 - APPROVED | 1 | R-21013-00 | Utility Equipment; ; ; - Valve P600M 04-02 U5 41 5317 1240000Z01AZ0300N1N1075 - Valve P600M 04-02 U5 41 5317 1240000Z01AZ0300N1N1075 | 2 | Unit | IDR | 81500000 | 163000000 | 2025-08-15 | FIP General | Mochammad Fadhillah Hakim, | FIP Engineering | FIP-DOM-ENG-13405-EQ25024-INA-000000 | PO Closed | GL2507005 | 2025-06-10 | 2025-06-10 | 2025-11-30
121702849-1 | 121702849 - APPROVED | 1 | P-18865-00 | Freon R407 - Chemours USA; ; ; | 1 | Can | IDR | 2100000 | 2100000 | 2025-07-11 | FIP Engineering | Mochammad Fadhillah Hakim, | FIP Engineering | FIP-DOM-000-11304-OS00001-INA-000000 | PO Closed | GL2507407 | 2025-06-10 | 2025-06-20 | 2025-12-12
121702850-1 | 121702850 - APPROVED | 1 | P-19898-00 | General - Bushing VAV dia. 24 x 26mm; Custom Agru; -; 1 pc | 5 | Pieces | IDR | 575000 | 2875000 | 2025-07-25 | FIP Engineering | Mochammad Fadhillah Hakim, | FIP Engineering | FIP-DOM-000-11304-OS00001-INA-000000 | PO Closed | GL2507022 | 2025-06-10 | 2025-06-20 | 2025-07-30
121702851-1 | 121702851 - APPROVED | 1 | P-19819-00 | General - Drain Pan Humidity Chamber SS304; Custom; -; 1 unit | 1 | Unit | IDR | 2850000 | 2850000 | 2025-07-25 | FIP Engineering | Mochammad Fadhillah Hakim, | FIP Engineering | FIP-DOM-000-11304-OS00001-INA-000000 | PO Closed | GL2507022 | 2025-06-10 | 2025-07-01 | 2025-07-30
121702851-2 | 121702851 - APPROVED | 2 | P-19826-00 | General - Tutup Lubang Transfer Isolator OSD 110 x 45mm; Agru Farma; Custom; 1 pc | 1 | Pieces | IDR | 1955000 | 1955000 | 2025-07-25 | FIP Engineering | Mochammad Fadhillah Hakim, | FIP Engineering | FIP-DOM-000-11304-OS00001-INA-000000 | PO Closed | GL2507022 | 2025-06-10 | 2025-07-01 | 2025-07-30
121702851-3 | 121702851 - APPROVED | 3 | P-19844-00 | General - Drain Pan WIHC; Custom Agru Farma; -; 1 pc | 2 | Pieces | IDR | 2950000 | 5900000 | 2025-07-25 | FIP Engineering | Mochammad Fadhillah Hakim, | FIP Engineering | FIP-DOM-000-11304-OS00001-INA-000000 | PO Closed | GL2507022 | 2025-06-10 | 2025-07-01 | 2025-07-30
121702852-1 | 121702852 - APPROVED | 1 | P-19850-00 | General - Bearing 629ZZ; SKF; -; 1 pc | 2 | Pieces | IDR | 36500 | 73000 | 2025-07-11 | FIP Engineering | Mochammad Fadhillah Hakim, | FIP Engineering | FIP-DOM-000-11304-OS00001-INA-000000 | PO Closed | GL2507014 | 2025-06-10 | 2025-06-20 | 2025-08-10
121702853-1 | 121702853 - APPROVED | 1 | P-15052-00 | Element Filter 1 micron P/N NXE-400-Z; ; ; | 2 | Pieces | IDR | 2144000 | 4288000 | 2025-07-25 | FIP Engineering | Mochammad Fadhillah Hakim, | FIP Engineering | FIP-DOM-000-11304-OS00001-INA-000000 | PO Closed | GL2507023 | 2025-06-10 | 2025-07-01 | 2025-07-25
121702853-2 | 121702853 - APPROVED | 2 | P-15053-00 | Element Filter 0.01 micron P/N NXE-400-X; ; ; | 2 | Pieces | IDR | 2144000 | 4288000 | 2025-07-25 | FIP Engineering | Mochammad Fadhillah Hakim, | FIP Engineering | FIP-DOM-000-11304-OS00001-INA-000000 | PO Closed | GL2507023 | 2025-06-10 | 2025-07-01 | 2025-07-25
121702853-3 | 121702853 - APPROVED | 3 | P-17062-00 | Element Filter for N2 ; Brand : NEXUS ; P/N : NXE-90-Z ; Pack Size : pcs | 2 | Unit | IDR | 1200000 | 2400000 | 2025-07-25 | FIP Engineering | Mochammad Fadhillah Hakim, | FIP Engineering | FIP-DOM-000-11304-OS00001-INA-000000 | PO Closed | GL2507023 | 2025-06-10 | 2025-07-01 | 2025-07-25
121702854-1 | 121702854 - APPROVED | 1 | O-15489-00 | SPA 1120 Brand : Optibelt / Bando Merah; Optibelt; ; | 6 | Pieces | IDR | 90440 | 542640 | 2025-07-25 | FIP Engineering | Mochammad Fadhillah Hakim, | FIP Engineering | FIP-DOM-000-11304-OS00001-INA-000000 | PO Closed | GL2507414 | 2025-06-10 | 2025-06-20 | 2025-08-15
121702855-1 | 121702855 - APPROVED | 1 | P-12077-00 | General - Clamp Selang, SS 1 1/4"; Tridon; -; 1 pcs | 20 | Pieces | IDR | 40000 | 800000 | 2025-07-11 | FIP Engineering | Mochammad Fadhillah Hakim, | FIP Engineering | FIP-DOM-000-11304-OS00001-INA-000000 | PO Closed | GL2507408 | 2025-06-10 | 2025-06-20 | 2025-07-30
121702855-2 | 121702855 - APPROVED | 2 | P-12082-00 | General - Clamp Selang, SS, 3/4"; Tridon; -; 1 pcs | 10 | Pieces | IDR | 20250 | 202500 | 2025-07-11 | FIP Engineering | Mochammad Fadhillah Hakim, | FIP Engineering | FIP-DOM-000-11304-OS00001-INA-000000 | PO Closed | GL2507408 | 2025-06-10 | 2025-06-20 | 2025-07-30
121702855-3 | 121702855 - APPROVED | 3 | P-12083-00 | General - Clamp Selang, SS, 1/2"; Tridon; -; 1 pcs | 10 | Pieces | IDR | 21000 | 210000 | 2025-07-11 | FIP Engineering | Mochammad Fadhillah Hakim, | FIP Engineering | FIP-DOM-000-11304-OS00001-INA-000000 | PO Closed | GL2507408 | 2025-06-10 | 2025-06-20 | 2025-07-30
121702855-4 | 121702855 - APPROVED | 4 | P-50810-00 | Buzzer type AD22-22MSD warna merah with lamp; FORT | 7 | Pieces | IDR | 31500 | 220500 | 2025-07-11 | FIP Engineering | Mochammad Fadhillah Hakim, | FIP Engineering | FIP-DOM-000-11304-OS00001-INA-000000 | PO Closed | GL2507409 | 2025-06-10 | 2025-06-20 | 2025-07-30
121702856-1 | 121702856 - APPROVED | 1 | P-14457-00 | Filter IAF MBV Series (Medium Filter), efficiency : 90-95 %, Size: 24 x 24 x 12 inch; IAF; ; | 10 | Pieces | IDR | 1800000 | 18000000 | 2025-07-11 | FIP Engineering | Mochammad Fadhillah Hakim, | FIP Engineering | FIP-DOM-000-11304-OS00001-INA-000000 | PO Closed | GL2507412 | 2025-06-10 | 2025-07-01 | 2025-07-11
121702856-2 | 121702856 - APPROVED | 2 | P-14458-00 | Filter IAF MBV Series (Medium Filter), efficiency : 90-95 %, Size: 12 x 24 x 12 inch; IAF; ; | 10 | Pieces | IDR | 700000 | 7000000 | 2025-07-11 | FIP Engineering | Mochammad Fadhillah Hakim, | FIP Engineering | FIP-DOM-000-11304-OS00001-INA-000000 | PO Closed | GL2507412 | 2025-06-10 | 2025-07-01 | 2025-07-11
121702857-1 | 121702857 - APPROVED | 1 | P-19818-00 | General - Regulator AR2000-02 Uk. 1/4inch; ITAC; -; 1 pc | 1 | Pieces | IDR | 105000 | 105000 | 2025-07-11 | FIP Engineering | Mochammad Fadhillah Hakim, | FIP Engineering | FIP-DOM-000-11304-OS00001-INA-000000 | PO Closed | GL2507409 | 2025-06-10 | 2025-06-20 | 2025-07-30
121702857-2 | 121702857 - APPROVED | 2 | P-19845-00 | General - Roda PU 2 Inch tebal 25mm (Hanya Roda); No Brand; -; 1 pc | 4 | Pieces | IDR | 30000 | 120000 | 2025-07-11 | FIP Engineering | Mochammad Fadhillah Hakim, | FIP Engineering | FIP-DOM-000-11304-OS00001-INA-000000 | PO Closed | GL2507406 | 2025-06-10 | 2025-06-20 | 2025-07-30
121702857-3 | 121702857 - APPROVED | 3 | P-19846-00 | General - Insulasi Pipa 1 1/8 x 3/8 Inch Panjang 1.82m Tube Class 1; Insuflex; -; 1 pc | 10 | Pieces | IDR | 45000 | 450000 | 2025-07-11 | FIP Engineering | Mochammad Fadhillah Hakim, | FIP Engineering | FIP-DOM-000-11304-OS00001-INA-000000 | PO Closed | GL2507406 | 2025-06-10 | 2025-06-20 | 2025-07-30
121702857-4 | 121702857 - APPROVED | 4 | P-19847-00 | General - Baut L Tanam M4x4mm SS304; No Brand; -; 100pcs/pack | 1 | Pack | IDR | 105000 | 105000 | 2025-07-11 | FIP Engineering | Mochammad Fadhillah Hakim, | FIP Engineering | FIP-DOM-000-11304-OS00001-INA-000000 | PO Closed | GL2507406 | 2025-06-10 | 2025-06-20 | 2025-07-30
121702857-5 | 121702857 - APPROVED | 5 | P-19848-00 | General - Kawat Las Elektrode uk. 2,6x300mm; Niko Steel; NSN-308; 1 pc | 3 | Pieces | IDR | 6000 | 18000 | 2025-07-11 | FIP Engineering | Mochammad Fadhillah Hakim, | FIP Engineering | FIP-DOM-000-11304-OS00001-INA-000000 | PO Closed | GL2507407 | 2025-06-10 | 2025-06-20 | 2025-12-25
121702857-6 | 121702857 - APPROVED | 6 | P-19849-00 | General - Reducer Pneumatic Fitting 14-12 mm; EMC; -; 1 pc | 8 | Pieces | IDR | 12000 | 96000 | 2025-07-11 | FIP Engineering | Mochammad Fadhillah Hakim, | FIP Engineering | FIP-DOM-000-11304-OS00001-INA-000000 | PO Closed | GL2507407 | 2025-06-10 | 2025-06-20 | 2025-12-25
121702858-1 | 121702858 - APPROVED | 1 | Q-70163-00 | Handle Tap Balik / Handle Tap M3-M12 mm; Tekiro; GT-TH1864; pc | 1 | Pieces | IDR | 135000 | 135000 | 2025-06-12 | FIP General | Mochammad Fadhillah Hakim, | FIP Engineering | FIP-DOM-ENG-51404-0000000-INA-000000 | PO Closed | GL2507027 | 2025-06-10 | 2025-06-20 | 2025-07-25
121702859-1 | 121702859 - APPROVED | 1 | Q-10580-00 | Cat Ftalit 444 Banana Yellow; ; ; 1 Kg per Can | 3 | Kilogram | IDR | 60000 | 180000 | 2025-07-25 | FIP Engineering | Mochammad Fadhillah Hakim, | FIP Engineering | FIP-DOM-000-11304-OS00001-INA-000000 | PO Closed | GL2507026 | 2025-06-10 | 2025-06-20 | 2025-07-25
121702860-1 | 121702860 - APPROVED | 1 | P-19827-00 | General - Valve Aktuator Stroke 40mm; Siemens; SKC62 2800N; 1 pc | 1 | Pieces | IDR | 36000000 | 36000000 | 2025-07-11 | FIP Engineering | Mochammad Fadhillah Hakim, | FIP Engineering | FIP-DOM-000-11304-OS00001-INA-000000 | PO Closed | GL2507016 | 2025-06-10 | 2025-06-24 | 2025-07-30
121702861-1 | 121702861 - APPROVED | 1 | Q-10128-00 | Thinner Super End/Impala @ 1 Liter | 10 | Pieces | IDR | 37500 | 375000 | 2025-07-11 | FIP Engineering | Mochammad Fadhillah Hakim, | FIP Engineering | FIP-DOM-000-11304-OS00001-INA-000000 | PO Closed | GL2507026 | 2025-06-10 | 2025-06-20 | 2025-07-25
121702862-1 | 121702862 - APPROVED | 1 | O-54004-00 | LAMPU SL 24 W / 220-240 V / SPIRAL, PHILIPS | 10 | Pieces | IDR | 63500 | 635000 | 2025-07-11 | FIP Engineering | Mochammad Fadhillah Hakim, | FIP Engineering | FIP-DOM-000-11304-OS00001-INA-000000 | PO Closed | GL2506400 | 2025-06-10 | 2025-06-16 | 2025-07-30
121702863-1 | 121702863 - APPROVED | 1 | P-52665-00 | Buzzer Electronic Siren PW-235; TAB; ; | 2 | Pieces | IDR | 204000 | 408000 | 2025-07-11 | FIP Engineering | Mochammad Fadhillah Hakim, | FIP Engineering | FIP-DOM-000-11304-OS00001-INA-000000 | PO Closed | GL2506056 | 2025-06-10 | 2025-06-16 | 2025-07-11
121702866-1 | 121702866 - APPROVED | 1 | O-53165-00 | Freeze Dryer - Inverter Compressor Frequency Converter EB19-00108 Schneider ATV71HD22N4Z | 1 | Pieces | IDR | 60913760 | 60913760 | 2025-08-15 | FIP Engineering | Mochammad Fadhillah Hakim, | FIP Engineering | FIP-DOM-000-11304-OS00001-INA-000000 | PO Closed | GL2508026 | 2025-06-11 | 2025-06-23 | 2025-11-30
121702866-2 | 121702866 - APPROVED | 2 | O-53094-00 | FD S/N MBE1207 - Pressure Switch IPN-350 ISO; ; EB02-00063; | 1 | Pieces | IDR | 6371640 | 6371640 | 2025-08-15 | FIP Engineering | Mochammad Fadhillah Hakim, | FIP Engineering | FIP-DOM-000-11304-OS00001-INA-000000 | PO Closed | GL2508026 | 2025-06-11 | 2025-06-23 | 2025-11-30
121702867-1 | 121702867 - APPROVED | 1 | P-52708-00 | Inverter - HVAC Drives FC-102P4K0T4E20H3XGXXXXSXXXXAXBXCXXXXDX; 4 kw 3x380 Vac;; Danfoss; ; | 2 | Pieces | IDR | 13805000 | 27610000 | 2025-07-11 | FIP Engineering | Mochammad Fadhillah Hakim, | FIP Engineering | FIP-DOM-000-11304-OS00001-INA-000000 | PO Closed | GL2507024 | 2025-06-11 | 2025-06-20 | 2025-07-11
121702868-1 | 121702868 - APPROVED | 1 | P-10390-00 | Ball Valve PVC 1" | 2 | Pieces | IDR | 25000 | 50000 | 2025-07-11 | FIP Engineering | Mochammad Fadhillah Hakim, | FIP Engineering | FIP-DOM-000-11304-OS00001-INA-000000 | PO Closed | GL2506402 | 2025-06-11 | 2025-06-16 | 2025-07-18
121702869-1 | 121702869 - APPROVED | 1 | O-52859-00 | Temperature Controller - TK4S- 24RN 100-240 VAC AUTONICS; ; ; | 5 | Pieces | IDR | 810000 | 4050000 | 2025-06-13 | FIP Engineering | Mochammad Fadhillah Hakim, | FIP Engineering | FIP-DOM-000-11304-OS00001-INA-000000 | PO Closed | GL2507004 | 2025-06-11 | 2025-06-16 | 2025-08-10
121702870-1 | 121702870 - APPROVED | 1 | P-12920-00 | Tungsten Electrodes dia 1.6 mm | 10 | Pieces | IDR | 10000 | 100000 | 2025-07-11 | FIP Engineering | Mochammad Fadhillah Hakim, | FIP Engineering | FIP-DOM-000-11304-OS00001-INA-000000 | PO Closed | GL2506046 | 2025-06-11 | 2025-06-16 | 2025-07-15
121702872-1 | 121702872 - APPROVED | 1 | P-11175-00 | Pneumatic Fitting - QS 10-8 / PN : 153039 / Festo | 10 | Pieces | IDR | 63220 | 632200 | 2025-07-18 | FIP Engineering | Mochammad Fadhillah Hakim, | FIP Engineering | FIP-DOM-000-11304-OS00001-INA-000000 | PO Closed | GL2507040 | 2025-06-12 | 2025-06-16 | 2025-08-01
121702872-2 | 121702872 - APPROVED | 2 | P-11185-00 | General - Push-in Connector, QS-8-6; Festo; 153038; 1 pcs | 10 | Pieces | IDR | 47707 | 477070 | 2025-07-18 | FIP Engineering | Mochammad Fadhillah Hakim, | FIP Engineering | FIP-DOM-000-11304-OS00001-INA-000000 | PO Closed | GL2507040 | 2025-06-12 | 2025-06-16 | 2025-08-01
121702872-3 | 121702872 - APPROVED | 3 | P-12282-00 | FESTO - QS-12-10 Push in Connector p/n: 153040 | 10 | Pieces | IDR | 66439 | 664390 | 2025-07-18 | FIP Engineering | Mochammad Fadhillah Hakim, | FIP Engineering | FIP-DOM-000-11304-OS00001-INA-000000 | PO Closed | GL2507040 | 2025-06-12 | 2025-06-16 | 2025-08-01
121702873-1 | 121702873 - APPROVED | 1 | O-52854-00 | Safety Sensor GG505S GIGA-4015-US; IFM; ; | 2 | Pieces | IDR | 2685000 | 5370000 | 2025-08-15 | FIP Engineering | Mochammad Fadhillah Hakim, | FIP Engineering | FIP-DOM-000-11304-OS00001-INA-000000 | PO Closed | GL2507006 | 2025-06-12 | 2025-06-16 | 2025-08-15
121702874-1 | 121702874 - APPROVED | 1 | S-60050-00 | Jasa Perbaikan dan Pemeliharaan Mesin Produksi; ; ; - Perbaikan Database Newtronic | 1 | Pieces | IDR | 5000000 | 5000000 | 2025-07-18 | FIP General | Mochammad Fadhillah Hakim, | FIP Engineering | FIP-DOM-ENG-51504-0000000-INA-000000 | PO Closed | GL2507010 | 2025-06-12 | 2025-06-16 | 2025-09-18
121702875-1 | 121702875 - APPROVED | 1 | P-52664-00 | Pelampung Air Radar Float Switch 2 Meter; ; ; | 3 | Pieces | IDR | 93000 | 279000 | 2025-07-18 | FIP Engineering | Mochammad Fadhillah Hakim, | FIP Engineering | FIP-DOM-000-11304-OS00001-INA-000000 | PO Closed | GL2506055 | 2025-06-12 | 2025-06-16 | 2025-07-25
121702876-1 | 121702876 - APPROVED | 1 | O-18346-00 | Tunnel ST1L - Junction (15x15mm L=23,5mm) CA system Tight Door; ; ; | 2 | Pieces | EUR | 1328131 | 2656261 | 2025-08-15 | FIP Engineering | Mochammad Fadhillah Hakim, | FIP Engineering | FIP-DOM-000-11304-OS00001-INA-000000 | PO Closed | GL2507038 | 2025-06-12 | 2025-07-01 | 2025-11-15
121702876-2 | 121702876 - APPROVED | 2 | O-18348-00 | Tunnel ST1L - Connections AISI 304 - 1/8 Inch for Tunnel Inflatable Gasket Substitution Dia. Tube 6; ; ; | 2 | Pieces | EUR | 610137 | 1220273 | 2025-08-15 | FIP Engineering | Mochammad Fadhillah Hakim, | FIP Engineering | FIP-DOM-000-11304-OS00001-INA-000000 | PO Closed | GL2507038 | 2025-06-12 | 2025-07-01 | 2025-11-15
121702876-3 | 121702876 - APPROVED | 3 | O-20748-00 | cRABS Z064CR - Cabinet Handle ENUX RAL 9005; Steriline; 1135571; 1 Pc | 5 | Pieces | EUR | 1274946 | 6374729 | 2025-08-15 | FIP Engineering | Mochammad Fadhillah Hakim, | FIP Engineering | FIP-DOM-000-11304-OS00001-INA-000000 | PO Closed | GL2507038 | 2025-06-12 | 2025-07-01 | 2025-11-15
121702876-4 | 121702876 - APPROVED | 4 | O-53319-00 | Filling VFM100 - Cable 3g 1.5mq JZ-500; Steriline; 1111907; 1 Pc | 1 | Pieces | EUR | 47234 | 47234 | 2025-08-15 | FIP Engineering | Mochammad Fadhillah Hakim, | FIP Engineering | FIP-DOM-000-11304-OS00001-INA-000000 | PO Closed | GL2507038 | 2025-06-12 | 2025-07-01 | 2025-11-15
121702876-5 | 121702876 - APPROVED | 5 | S-44000-00 | Packing & Other Charges; ; ; | 1 | Lot | EUR | 1859606 | 1859606 | 2025-08-15 | FIP General | Mochammad Fadhillah Hakim, | FIP Engineering | FIP-DOM-ENG-51504-0000000-INA-000000 | PO Closed | GL2507038 | 2025-06-12 | 2025-07-01 | 2025-11-15
121702877-1 | 121702877 - APPROVED | 1 | P-10874-00 | General - Vlok Sok/Reducer PVC AW 1" x 1/2"; Rucika; -; 1 pcs | 6 | Pieces | IDR | 6500 | 39000 | 2025-07-18 | FIP Engineering | Mochammad Fadhillah Hakim, | FIP Engineering | FIP-DOM-000-11304-OS00001-INA-000000 | PO Closed | GL2506402 | 2025-06-12 | 2025-06-16 | 2025-07-18
121702877-2 | 121702877 - APPROVED | 2 | P-12750-00 | RUCIKA - Pipa PVC aw dia 1/2 inch Warna Abu-Abu | 6 | Pieces | IDR | 42500 | 255000 | 2025-07-18 | FIP Engineering | Mochammad Fadhillah Hakim, | FIP Engineering | FIP-DOM-000-11304-OS00001-INA-000000 | PO Closed | GL2506402 | 2025-06-12 | 2025-06-16 | 2025-07-18
121702882-1 | 121702882 - APPROVED | 1 | O-20751-00 | Marchesini MA155 - Roller Gripper Cartoning Uk. 13x6x6mm; Custom/Lokal; -; 1 Pc | 40 | Pieces | IDR | 55000 | 2200000 | 2025-07-25 | FIP Engineering | Mochammad Fadhillah Hakim, | FIP Engineering | FIP-DOM-000-11304-OS00001-INA-000000 | PO Closed | GL2506397 | 2025-06-13 | 2025-06-16 | 2025-08-10
121702883-1 | 121702883 - APPROVED | 1 | P-54306-00 | General - Kapacitor AC 40+2uF; Philips; 3PN15960-4; 1 pc | 4 | Pieces | IDR | 291000 | 1164000 | 2025-07-18 | FIP Engineering | Mochammad Fadhillah Hakim, | FIP Engineering | FIP-DOM-000-11304-OS00001-INA-000000 | PO Closed | GL2506055 | 2025-06-13 | 2025-06-16 | 2025-07-25
121702884-1 | 121702884 - APPROVED | 1 | Q-60107-00 | Hardener / Obat dempul sanpolac; ; ; pack size per tube | 3 | Tube | IDR | 55000 | 165000 | 2025-07-18 | FIP General | Mochammad Fadhillah Hakim, | FIP Engineering | FIP-DOM-ENG-51502-OS00001-INA-000000 | PO Closed | GL2507001 | 2025-06-13 | 2025-06-16 | 2025-07-18
121702885-1 | 121702885 - APPROVED | 1 | O-20750-00 | Marchesini MA155 - Tension Spring (Molla Frizione) 21401-0189; Steriline; M660010014; 1 Pc | 2 | Pieces | IDR | 4225600 | 8451200 | 2025-07-18 | FIP Engineering | Mochammad Fadhillah Hakim, | FIP Engineering | FIP-DOM-000-11304-OS00001-INA-000000 | PO Closed | GL2507007 | 2025-06-13 | 2025-06-16 | 2025-09-10
121702886-1 | 121702886 - APPROVED | 1 | O-20749-00 | General - Grease EP2 16 KG; Mobilux; -; 1 Pail = 16 Kg | 1 | Pail | IDR | 1950000 | 1950000 | 2025-06-15 | FIP Engineering | Mochammad Fadhillah Hakim, | FIP Engineering | FIP-DOM-000-11304-OS00001-INA-000000 | PO Closed | GL2507008 | 2025-06-13 | 2025-06-16 | 2025-07-30
121702887-1 | 121702887 - APPROVED | 1 | P-16402-00 | Kaca Las Warna Hitam No. 10 | 2 | Pieces | IDR | 7500 | 15000 | 2025-07-18 | FIP Engineering | Mochammad Fadhillah Hakim, | FIP Engineering | FIP-DOM-000-11304-OS00001-INA-000000 | PO Closed | GL2507409 | 2025-06-13 | 2025-06-20 | 2025-07-30
121702887-2 | 121702887 - APPROVED | 2 | P-19693-00 | General - Lem Adhesive; Superlon; -; 1kg/can | 1 | Pieces | IDR | 182250 | 182250 | 2025-07-18 | FIP Engineering | Mochammad Fadhillah Hakim, | FIP Engineering | FIP-DOM-000-11304-OS00001-INA-000000 | PO Closed | GL2507409 | 2025-06-13 | 2025-06-20 | 2025-07-30
121702887-3 | 121702887 - APPROVED | 3 | P-19877-00 | General - Flexible Ducting Pipa Alumunium 4inch; No Brand; -; 1 pc | 3 | Pieces | IDR | 24000 | 72000 | 2025-07-18 | FIP Engineering | Mochammad Fadhillah Hakim, | FIP Engineering | FIP-DOM-000-11304-OS00001-INA-000000 | PO Closed | GL2507407 | 2025-06-13 | 2025-06-20 | 2025-12-25
121702887-4 | 121702887 - APPROVED | 4 | P-19879-00 | General - Clamp Pipa Gantung 2,5inch; No Brand; -; 1 pc | 15 | Pieces | IDR | 9000 | 135000 | 2025-07-18 | FIP Engineering | Mochammad Fadhillah Hakim, | FIP Engineering | FIP-DOM-000-11304-OS00001-INA-000000 | PO Closed | GL2507409 | 2025-06-13 | 2025-06-20 | 2025-07-30
121702887-5 | 121702887 - APPROVED | 5 | P-19882-00 | General - Socket Pipa PVC JIS AW 2inch; Rucika; -; 1 pc | 6 | Pieces | IDR | 30000 | 180000 | 2025-07-18 | FIP Engineering | Mochammad Fadhillah Hakim, | FIP Engineering | FIP-DOM-000-11304-OS00001-INA-000000 | PO Closed | GL2506402 | 2025-06-13 | 2025-06-20 | 2025-07-18
121702887-6 | 121702887 - APPROVED | 6 | P-19885-00 | General - Kabel Duct Oval Size: 50x15; Stindo; -; 1 pc | 3 | Pieces | IDR | 210000 | 630000 | 2025-07-18 | FIP Engineering | Mochammad Fadhillah Hakim, | FIP Engineering | FIP-DOM-000-11304-OS00001-INA-000000 | PO Closed | GL2507409 | 2025-06-13 | 2025-06-20 | 2025-07-30
121702890-1 | 121702890 - APPROVED | 1 | O-13216-00 | Lubricant - Bechem Staroil G 320 Brown H1 @20 Liter/Pail | 20 | Liter | IDR | 170000 | 3400000 | 2025-08-22 | FIP Engineering | Mochammad Fadhillah Hakim, | FIP Engineering | FIP-DOM-000-11304-OS00001-INA-000000 | PO Closed | GL2507009 | 2025-06-16 | 2025-06-16 | 2025-08-22
121702891-1 | 121702891 - APPROVED | 1 | S-20852-00 | Wearpack Safety Biru Dongker Size XL; IMJ; ; pc | 2 | Pieces | IDR | 225000 | 450000 | 2025-07-18 | FIP General | Mochammad Fadhillah Hakim, | FIP Engineering | FIP-DOM-ENG-51202-0000000-INA-000000 | PO Closed | GL2507015 | 2025-06-16 | 2025-06-16 | 2025-08-29
121702891-2 | 121702891 - APPROVED | 2 | S-20853-00 | Wearpack Safety Biru Dongker Size 2XL; IMJ; ; pc | 2 | Pieces | IDR | 255000 | 510000 | 2025-07-18 | FIP General | Mochammad Fadhillah Hakim, | FIP Engineering | FIP-DOM-ENG-51502-0000000-INA-000000 | PO Closed | GL2507015 | 2025-06-16 | 2025-06-16 | 2025-08-29
121702891-3 | 121702891 - APPROVED | 3 | S-20854-00 | Wearpack Safety Biru Dongker Size 3XL; IMJ; ; pc | 2 | Pieces | IDR | 277500 | 555000 | 2025-07-18 | FIP General | Mochammad Fadhillah Hakim, | FIP Engineering | FIP-DOM-ENG-51502-0000000-INA-000000 | PO Closed | GL2507015 | 2025-06-16 | 2025-06-16 | 2025-08-29
121702892-1 | 121702892 - APPROVED | 1 | O-16772-00 | Oring Silicone Merah 40.5 x 37.5 x 1.5 mm; ; ; | 10 | Pieces | IDR | 27500 | 275000 | 2025-07-18 | FIP Engineering | Mochammad Fadhillah Hakim, | FIP Engineering | FIP-DOM-000-11304-OS00001-INA-000000 | PO Closed | GL2506401 | 2025-06-16 | 2025-06-16 | 2025-07-18
121702892-2 | 121702892 - APPROVED | 2 | O-20746-00 | Autoclave FOF5/9A - Oring Silicone 1.7x11x15 mm; Custom/Lokal; -; 1 Pc | 10 | Pieces | IDR | 27500 | 275000 | 2025-07-18 | FIP Engineering | Mochammad Fadhillah Hakim, | FIP Engineering | FIP-DOM-000-11304-OS00001-INA-000000 | PO Closed | GL2506401 | 2025-06-16 | 2025-06-16 | 2025-07-18
121702892-3 | 121702892 - APPROVED | 3 | O-20747-00 | Autoclave FOF5/9A - Oring EPDM Model Gepeng 1.9x9.5x15 mm; Custom/Lokal; -; 1 Pc | 10 | Pieces | IDR | 27500 | 275000 | 2025-07-18 | FIP Engineering | Mochammad Fadhillah Hakim, | FIP Engineering | FIP-DOM-000-11304-OS00001-INA-000000 | PO Closed | GL2506401 | 2025-06-16 | 2025-06-16 | 2025-07-18
121702899-1 | 121702899 - APPROVED | 1 | P-12433-00 | Isolasi AC- Sansui | 15 | Pieces | IDR | 14000 | 210000 | 2025-07-18 | FIP Engineering | Mochammad Fadhillah Hakim, | FIP Engineering | FIP-DOM-000-11304-OS00001-INA-000000 | PO Closed | GL2507409 | 2025-06-18 | 2025-06-20 | 2025-07-30
121702900-1 | 121702900 - APPROVED | 1 | S-60050-00 | Jasa Perbaikan dan Pemeliharaan Mesin Produksi; ; ; - Remote FD Report 1 Juni | 1 | Pieces | USD | 13014400 | 13014400 | 2025-07-18 | FIP General | Mochammad Fadhillah Hakim, | FIP Engineering | FIP-DOM-ENG-51504-0000000-INA-000000 | PO Closed | GL2507025 | 2025-06-18 | 2025-06-20 | 2025-08-30
121702903-1 | 121702903 - APPROVED | 1 | P-11175-00 | Pneumatic Fitting - QS 10-8 / PN : 153039 / Festo | 10 | Pieces | IDR | 63220 | 632200 | 2025-07-25 | FIP Engineering | Mochammad Fadhillah Hakim, | FIP Engineering | FIP-DOM-000-11304-OS00001-INA-000000 | PO Closed | GL2507040 | 2025-06-19 | 2025-06-20 | 2025-08-01
121702904-1 | 121702904 - APPROVED | 1 | S-40586-00 | Container Box; Claris; ; - Container/Box Plastik claris 70 liter (77x42x32) Type 1022 | 5 | Pieces | IDR | 275000 | 1375000 | 2025-07-25 | FIP General | Mochammad Fadhillah Hakim, | FIP Engineering | FIP-DOM-ENG-51404-0000000-INA-000000 | PO Closed | GL2507036 | 2025-06-19 | 2025-06-20 | 2025-06-25
121702905-1 | 121702905 - APPROVED | 1 | O-11287-00 | F200 - Pall Filter p/n KA3PFRP1 | 2 | Pieces | IDR | 3138800 | 6277600 | 2025-07-25 | FIP Engineering | Mochammad Fadhillah Hakim, | FIP Engineering | FIP-DOM-000-11304-OS00001-INA-000000 | PO Closed | GL2507413 | 2025-06-19 | 2025-06-20 | 2025-08-10
121702905-2 | 121702905 - APPROVED | 2 | O-12868-00 | Emflon PFR Membrane Filter Cartridges 0.2 um PALL P/N : AB05 PFR2 PVH4 pc | 2 | Pieces | IDR | 5100000 | 10200000 | 2025-07-25 | FIP Engineering | Mochammad Fadhillah Hakim, | FIP Engineering | FIP-DOM-000-11304-OS00001-INA-000000 | PO Closed | GL2507413 | 2025-06-19 | 2025-06-20 | 2025-08-10
121702905-3 | 121702905 - APPROVED | 3 | O-12868-00 | Emflon PFR Membrane Filter Cartridges 0.2 um PALL P/N : AB05 PFR2 PVH4 pc | 2 | Pieces | IDR | 5150000 | 10300000 | 2025-07-25 | FIP Engineering | Mochammad Fadhillah Hakim, | FIP Engineering | FIP-DOM-000-11304-OS00001-INA-000000 | PO Closed | GL2507413 | 2025-06-19 | 2025-06-20 | 2025-08-10
121702905-4 | 121702905 - APPROVED | 4 | P-17390-00 | PALL - AB1PFR7PVH4, 0.2 um; ; ; | 2 | Pieces | IDR | 6264000 | 12528000 | 2025-07-25 | FIP Engineering | Mochammad Fadhillah Hakim, | FIP Engineering | FIP-DOM-000-11304-OS00001-INA-000000 | PO Closed | GL2507018 | 2025-06-19 | 2025-06-20 | 2025-07-30
121702906-1 | 121702906 - APPROVED | 1 | P-19434-00 | General - Chemical Cleaning; Kuclean; AC 101; 1 PL = 25 Kg | 1 | Pail | IDR | 875000 | 875000 | 2025-07-25 | FIP Engineering | Mochammad Fadhillah Hakim, | FIP Engineering | FIP-DOM-000-11304-OS00001-INA-000000 | PO Closed | GL2507019 | 2025-06-19 | 2025-06-20 | 2025-07-30
121702907-1 | 121702907 - APPROVED | 1 | P-19877-00 | General - Flexible Ducting Pipa Alumunium 4inch; No Brand; -; 1 pc | 3 | Pieces | IDR | 24000 | 72000 | 2025-07-25 | FIP Engineering | Mochammad Fadhillah Hakim, | FIP Engineering | FIP-DOM-000-11304-OS00001-INA-000000 | PO Closed | GL2507407 | 2025-06-19 | 2025-06-20 | 2025-10-25
121702907-2 | 121702907 - APPROVED | 2 | P-10958-00 | General - Kawat Las Tembaga Dia = 3,2 X 450 mm; Harris; -; 1 Pc | 50 | Pieces | IDR | 4750 | 237500 | 2025-07-25 | FIP Engineering | Mochammad Fadhillah Hakim, | FIP Engineering | FIP-DOM-000-11304-OS00001-INA-000000 | PO Closed | GL2507408 | 2025-06-19 | 2025-06-20 | 2025-07-30
121702908-1 | 121702908 - APPROVED | 1 | P-10860-00 | Fitting PVC - Elbow PVC 1" | 17 | Pieces | IDR | 3500 | 59500 | 2025-07-25 | FIP Engineering | Mochammad Fadhillah Hakim, | FIP Engineering | FIP-DOM-000-11304-OS00001-INA-000000 | PO Closed | GL2506402 | 2025-06-19 | 2025-06-20 | 2025-07-18
121702908-2 | 121702908 - APPROVED | 2 | P-12748-00 | General - Pipa PVC AW dia. 1 1/4inch, Warna Abu-Abu; Rucika; -; 1 pcs | 10 | Pieces | IDR | 108000 | 1080000 | 2025-07-25 | FIP Engineering | Mochammad Fadhillah Hakim, | FIP Engineering | FIP-DOM-000-11304-OS00001-INA-000000 | PO Closed | GL2506402 | 2025-06-19 | 2025-06-20 | 2025-07-18
121702908-3 | 121702908 - APPROVED | 3 | P-12749-00 | RUCIKA - Pipa PVC AW dia 1 inch Warna Abu-Abu | 6 | Pieces | IDR | 82500 | 495000 | 2025-07-25 | FIP Engineering | Mochammad Fadhillah Hakim, | FIP Engineering | FIP-DOM-000-11304-OS00001-INA-000000 | PO Closed | GL2506402 | 2025-06-19 | 2025-06-20 | 2025-07-18
121702908-4 | 121702908 - APPROVED | 4 | P-12942-00 | Water Mur PVC dia 1inch | 6 | Pieces | IDR | 17500 | 105000 | 2025-07-25 | FIP Engineering | Mochammad Fadhillah Hakim, | FIP Engineering | FIP-DOM-000-11304-OS00001-INA-000000 | PO Closed | GL2506402 | 2025-06-19 | 2025-06-20 | 2025-07-18
121702909-1 | 121702909 - APPROVED | 1 | S-62036-00 | Gas Argon (Ar); 6 M3; Refill; High Purity (HP); Purity ? 99.995% | 2 | Tube | IDR | 225000 | 450000 | 2025-07-25 | FIP General | Mochammad Fadhillah Hakim, | FIP Engineering | FIP-DOM-ENG-51404-0000000-INA-000000 | PO Closed | GL2507410 | 2025-06-20 | 2025-06-20 | 2025-07-11
121702911-1 | 121702911 - APPROVED | 1 | P-51840-00 | Button Box 3 hole dia 22 mm; ; ; | 1 | Pieces | IDR | 72000 | 72000 | 2025-07-25 | FIP Engineering | Mochammad Fadhillah Hakim, | FIP Engineering | FIP-DOM-000-11304-OS00001-INA-000000 | PO Closed | GL2507407 | 2025-06-20 | 2025-06-23 | 2025-12-12
121702911-2 | 121702911 - APPROVED | 2 | P-19892-00 | General - Plug Silincer 1/4inch; No Brand; -; 1 pc | 1 | Pieces | IDR | 18000 | 18000 | 2025-07-25 | FIP Engineering | Mochammad Fadhillah Hakim, | FIP Engineering | FIP-DOM-000-11304-OS00001-INA-000000 | PO Closed | GL2507407 | 2025-06-20 | 2025-06-23 | 2025-12-12
121702911-3 | 121702911 - APPROVED | 3 | P-13558-00 | Selenoid Valve 4V210-08 24 VDC; ; ; | 1 | Pieces | IDR | 342000 | 342000 | 2025-07-25 | FIP Engineering | Mochammad Fadhillah Hakim, | FIP Engineering | FIP-DOM-000-11304-OS00001-INA-000000 | PO Closed | GL2507407 | 2025-06-20 | 2025-06-23 | 2025-12-12
121702911-4 | 121702911 - APPROVED | 4 | P-54311-00 | General - Selenoid 1/8inch, 24VDC; Airtac; 4V210-06; 1 pc | 3 | Pieces | IDR | 270000 | 810000 | 2025-07-25 | FIP Engineering | Mochammad Fadhillah Hakim, | FIP Engineering | FIP-DOM-000-11304-OS00001-INA-000000 | PO Closed | GL2507407 | 2025-06-20 | 2025-06-23 | 2025-12-12
121702911-5 | 121702911 - APPROVED | 5 | P-19894-00 | General - Fitting QS 1/8 x 6mm; EMC; -; 1 pc | 10 | Pieces | IDR | 15600 | 156000 | 2025-07-25 | FIP Engineering | Mochammad Fadhillah Hakim, | FIP Engineering | FIP-DOM-000-11304-OS00001-INA-000000 | PO Closed | GL2507407 | 2025-06-20 | 2025-06-23 | 2025-12-12
121702911-6 | 121702911 - APPROVED | 6 | P-19893-00 | General - Plug Silincer 1/8inch SS304; No Brand; -; 1 pc | 3 | Pieces | IDR | 14400 | 43200 | 2025-07-25 | FIP Engineering | Mochammad Fadhillah Hakim, | FIP Engineering | FIP-DOM-000-11304-OS00001-INA-000000 | PO Closed | GL2507407 | 2025-06-20 | 2025-06-23 | 2025-12-12
121702911-7 | 121702911 - APPROVED | 7 | O-15931-00 | Double Tape 3M 1" Merah - P/N : - pc | 1 | Pieces | IDR | 114000 | 114000 | 2025-07-25 | FIP Engineering | Mochammad Fadhillah Hakim, | FIP Engineering | FIP-DOM-000-11304-OS00001-INA-000000 | PO Closed | GL2507407 | 2025-06-20 | 2025-06-23 | 2025-12-12
121702911-8 | 121702911 - APPROVED | 8 | P-19895-00 | General - Baut M4 x 60mm + Mur + Ring; No Brand; -; 1 pc | 8 | Pieces | IDR | 4000 | 32000 | 2025-07-25 | FIP Engineering | Mochammad Fadhillah Hakim, | FIP Engineering | FIP-DOM-000-11304-OS00001-INA-000000 | PO Closed | GL2507407 | 2025-06-20 | 2025-06-23 | 2025-12-12
121702911-9 | 121702911 - APPROVED | 9 | P-50426-00 | Pilot Lamps / Green / 220 VAC / AD22-22DS / AXLE | 2 | Pieces | IDR | 12000 | 24000 | 2025-07-25 | FIP Engineering | Mochammad Fadhillah Hakim, | FIP Engineering | FIP-DOM-000-11304-OS00001-INA-000000 | PO Closed | GL2507407 | 2025-06-20 | 2025-06-23 | 2025-12-12
121702911-10 | 121702911 - APPROVED | 10 | P-51706-00 | Terminal Blok 4 Pin; ; ; | 4 | Pieces | IDR | 10200 | 40800 | 2025-07-25 | FIP Engineering | Mochammad Fadhillah Hakim, | FIP Engineering | FIP-DOM-000-11304-OS00001-INA-000000 | PO Closed | GL2507407 | 2025-06-20 | 2025-06-23 | 2025-12-12
121702911-11 | 121702911 - APPROVED | 11 | P-50277-00 | Kabel NYAF 1.5 Hitam | 50 | Pieces | IDR | 7200 | 360000 | 2025-07-25 | FIP Engineering | Mochammad Fadhillah Hakim, | FIP Engineering | FIP-DOM-000-11304-OS00001-INA-000000 | PO Closed | GL2507407 | 2025-06-20 | 2025-06-23 | 2025-12-12
121702914-1 | 121702914 - APPROVED | 1 | O-13062-00 | AUTOCLAVE Lab Mikro - PALL Emflon Filter 0,2um p/n C3PFRP1 | 2 | Pieces | IDR | 5150000 | 10300000 | 2025-07-25 | FIP Engineering | Mochammad Fadhillah Hakim, | FIP Engineering | FIP-DOM-000-11304-OS00001-INA-000000 | PO Closed | GL2507413 | 2025-06-23 | 2025-06-24 | 2025-08-10
121702915-1 | 121702915 - APPROVED | 1 | O-18120-00 | Capping VCM200 - Lock Nut Cramping; ; ; | 5 | Pieces | IDR | 425000 | 2125000 | 2025-07-25 | FIP Engineering | Mochammad Fadhillah Hakim, | FIP Engineering | FIP-DOM-000-11304-OS00001-INA-000000 | PO Closed | GL2507039 | 2025-06-23 | 2025-06-24 | 2025-08-25
121702918-1 | 121702918 - APPROVED | 1 | R-21013-00 | Utility Equipment; ; ; - Instalasi Piping N2 | 1 | Unit | IDR | 59916200 | 59916200 | 2025-06-30 | FIP General | Mochammad Fadhillah Hakim, | FIP Engineering | FIP-DOM-ENG-13405-EQ25025-INA-000000 | PO Closed | GL2509009 | 2025-06-24 | 2025-07-08 | 2025-10-12
121702920-1 | 121702920 - APPROVED | 1 | P-10945-00 | General - Seal Tape 1/2inch 10 M; Onda; ST 01; 1 pcs | 30 | Pieces | IDR | 4500 | 135000 | 2025-07-25 | FIP Engineering | Mochammad Fadhillah Hakim, | FIP Engineering | FIP-DOM-000-11304-OS00001-INA-000000 | PO Closed | GL2507408 | 2025-06-24 | 2025-06-25 | 2025-07-30
121702924-1 | 121702924 - APPROVED | 1 | P-54327-00 | General - Kap Lampu Waterptoof T8 1x18 IP65; No Brand; -; 1 pc | 22 | Pieces | IDR | 133000 | 2926000 | 2025-07-04 | FIP Engineering | Mochammad Fadhillah Hakim, | FIP Engineering | FIP-DOM-000-11304-OS00001-INA-000000 | PO Closed | GL2506046 | 2025-06-30 | 2025-06-30 | 2025-07-15
121702924-2 | 121702924 - APPROVED | 2 | P-54328-00 | General - Lampu LED T8 9W Kuning 3000K; Hannochs; -; 1 pc | 30 | Pieces | IDR | 47000 | 1410000 | 2025-07-04 | FIP Engineering | Mochammad Fadhillah Hakim, | FIP Engineering | FIP-DOM-000-11304-OS00001-INA-000000 | PO Closed | GL2506046 | 2025-06-30 | 2025-06-30 | 2025-07-15
121702926-1 | 121702926 - APPROVED | 1 | P-11428-00 | Selang Festo Pun-H-6x1 Blue | 50 | Meter | IDR | 13610 | 680500 | 2025-08-01 | FIP Engineering | Mochammad Fadhillah Hakim, | FIP Engineering | FIP-DOM-000-11304-OS00001-INA-000000 | PO Closed | GL2507040 | 2025-06-30 | 2025-06-30 | 2025-08-01
121702928-1 | 121702928 - APPROVED | 1 | P-18475-00 | General - Mechanical Single Shaft Seal LKH SIC/SIC/EPDM for LKH35/216/SSS/5.5KW; Alfalaval; -; 1 pc | 1 | Set | IDR | 14710000 | 14710000 | 2025-09-05 | FIP Engineering | Mochammad Fadhillah Hakim, | FIP Engineering | FIP-DOM-000-11304-OS00001-INA-000000 | PO Closed | GL2507020 | 2025-06-30 | 2025-07-01 | 2025-09-05
121702930-1 | 121702930 - APPROVED | 1 | Q-60328-00 | Cat Decor Acrylic Enamel DAE - 550 / Solvent Based; Propan; TEAL 5412 - Warna Biru; pack size 20 liter per pail | 4 | Pail | IDR | 2190000 | 8760000 | 2025-09-05 | FIP General | Mochammad Fadhillah Hakim, | FIP Engineering | FIP-DOM-ENG-51502-0000000-INA-000000 | PO Closed | GL2507028 | 2025-06-30 | 2025-07-01 | 2025-09-05
121702932-1 | 121702932 - APPROVED | 1 | P-14966-00 | General - Gate Valve Kuningan 2inch; Kitz; -; 1pc | 2 | Pieces | IDR | 676000 | 1352000 | 2025-09-05 | FIP Engineering | Mochammad Fadhillah Hakim, | FIP Engineering | FIP-DOM-000-11304-OS00001-INA-000000 | PO Closed | GL2507409 | 2025-06-30 | 2025-07-01 | 2025-09-05
121702932-2 | 121702932 - APPROVED | 2 | P-19889-00 | General - Air Accu Merah; DeQuua; -; 20L/can | 1 | Can | IDR | 150000 | 150000 | 2025-09-05 | FIP Engineering | Mochammad Fadhillah Hakim, | FIP Engineering | FIP-DOM-000-11304-OS00001-INA-000000 | PO Closed | GL2507407 | 2025-06-30 | 2025-07-01 | 2025-12-25
121702933-1 | 121702933 - APPROVED | 1 | Q-10378-00 | Kunci Laci Cam Lock;Huben;PN: HL 103-25 mm;pack size per pcs | 5 | Pieces | IDR | 18000 | 90000 | 2025-09-05 | FIP Engineering | Mochammad Fadhillah Hakim, | FIP Engineering | FIP-DOM-000-11304-OS00001-INA-000000 | PO Closed | GL2507027 | 2025-06-30 | 2025-07-01 | 2025-07-25
121702933-2 | 121702933 - APPROVED | 2 | Q-10401-00 | Kuas Cat Uk. 3 inch;Eterna;Tipe 611;pack size per pcs | 15 | Pieces | IDR | 10000 | 150000 | 2025-09-05 | FIP Engineering | Mochammad Fadhillah Hakim, | FIP Engineering | FIP-DOM-000-11304-OS00001-INA-000000 | PO Closed | GL2507026 | 2025-06-30 | 2025-07-01 | 2025-07-25
121702934-1 | 121702934 - APPROVED | 1 | P-12749-00 | RUCIKA - Pipa PVC AW dia 1 inch Warna Abu-Abu | 4 | Pieces | IDR | 79000 | 316000 | 2025-09-05 | FIP Engineering | Mochammad Fadhillah Hakim, | FIP Engineering | FIP-DOM-000-11304-OS00001-INA-000000 | PO Closed | GL2506402 | 2025-06-30 | 2025-07-01 | 2025-09-05
121702941-1 | 121702941 - APPROVED | 1 | S-60050-00 | Jasa Perbaikan dan Pemeliharaan Mesin Produksi; ; ; - Perbaikan Needle Washing | 1 | Pieces | IDR | 985000 | 985000 | 2025-08-08 | FIP General | Mochammad Fadhillah Hakim, | FIP Engineering | FIP-DOM-ENG-51504-0000000-INA-000000 | PO Closed | GL2507017 | 2025-07-02 | 2025-07-04 | 2025-08-30
121702941-2 | 121702941 - APPROVED | 2 | S-60050-00 | Jasa Perbaikan dan Pemeliharaan Mesin Produksi; ; ; - Perbaikan Needle EDM | 1 | Pieces | IDR | 885000 | 885000 | 2025-08-08 | FIP General | Mochammad Fadhillah Hakim, | FIP Engineering | FIP-DOM-ENG-51504-0000000-INA-000000 | PO Closed | GL2507017 | 2025-07-02 | 2025-07-04 | 2025-08-30
121702942-1 | 121702942 - APPROVED | 1 | P-12994-00 | General - Adhesive Tape - ; Nippon; ASF-110FR; 1 pc | 4 | Pieces | IDR | 550000 | 2200000 | 2025-08-08 | FIP Engineering | Mochammad Fadhillah Hakim, | FIP Engineering | FIP-DOM-000-11304-OS00001-INA-000000 | PO Closed | GL2507408 | 2025-07-02 | 2025-07-04 | 2025-07-30
121702943-1 | 121702943 - APPROVED | 1 | S-62032-00 | Gas Argon (Ar); 1.5 M3; Refill; Industrial Grade; Purity ? 99.95% | 1 | Tube | IDR | 155000 | 155000 | 2025-08-08 | FIP General | Mochammad Fadhillah Hakim, | FIP Engineering | FIP-DOM-ENG-51404-0000000-INA-000000 | PO Closed | GL2510030 | 2025-07-02 | 2025-07-04 | 2025-10-27
121702944-1 | 121702944 - APPROVED | 1 | P-19771-00 | General - Clamping Ring DN20-25 ISO-KF; No Brand; -; 1 pc | 5 | Pieces | IDR | 225000 | 1125000 | 2025-08-08 | FIP Engineering | Mochammad Fadhillah Hakim, | FIP Engineering | FIP-DOM-000-11304-OS00001-INA-000000 | PO Closed | GL2507407 | 2025-07-02 | 2025-07-06 | 2025-12-12
121702944-2 | 121702944 - APPROVED | 2 | P-19957-00 | General - Vacuum Ferrule KF25; No Brand; -; 1 pc | 4 | Pieces | IDR | 120000 | 480000 | 2025-08-08 | FIP Engineering | Mochammad Fadhillah Hakim, | FIP Engineering | FIP-DOM-000-11304-OS00001-INA-000000 | PO Closed | GL2507407 | 2025-07-02 | 2025-07-06 | 2025-12-12
121702944-3 | 121702944 - APPROVED | 3 | P-19958-00 | General - Vacuum Ferrule KF16; No Brand; -; 1 pc | 4 | Pieces | IDR | 100000 | 400000 | 2025-08-08 | FIP Engineering | Mochammad Fadhillah Hakim, | FIP Engineering | FIP-DOM-000-11304-OS00001-INA-000000 | PO Closed | GL2507407 | 2025-07-02 | 2025-07-06 | 2025-12-12
121702944-4 | 121702944 - APPROVED | 4 | P-19896-00 | General - Quick Coupler 3/8inch to Female Drat Dalam 3/8inch; No Brand; -; 1 pc | 1 | Pieces | IDR | 75000 | 75000 | 2025-08-08 | FIP Engineering | Mochammad Fadhillah Hakim, | FIP Engineering | FIP-DOM-000-11304-OS00001-INA-000000 | PO Closed | GL2507407 | 2025-07-02 | 2025-07-06 | 2025-12-12
121702944-5 | 121702944 - APPROVED | 5 | P-19897-00 | General - Quick Coupler 3/8inch to Male Drat Luar 1/4inch; No Brand; -; 1 pc | 1 | Pieces | IDR | 75000 | 75000 | 2025-08-08 | FIP Engineering | Mochammad Fadhillah Hakim, | FIP Engineering | FIP-DOM-000-11304-OS00001-INA-000000 | PO Closed | GL2507407 | 2025-07-02 | 2025-07-06 | 2025-12-12
121702944-6 | 121702944 - APPROVED | 6 | P-14995-00 | General - Reducer SS316 Sanitary dia. 1inch x 3/4inch; No Brand; -; 1 pc | 2 | Pieces | IDR | 268750 | 537500 | 2025-08-08 | FIP Engineering | Mochammad Fadhillah Hakim, | FIP Engineering | FIP-DOM-000-11304-OS00001-INA-000000 | PO Closed | GL2507407 | 2025-07-02 | 2025-07-06 | 2025-12-12
121702944-7 | 121702944 - APPROVED | 7 | P-12080-00 | General - Clamp Selang, SS, 1"; Tridon; -; 1 pcs | 10 | Pieces | IDR | 60000 | 600000 | 2025-08-08 | FIP Engineering | Mochammad Fadhillah Hakim, | FIP Engineering | FIP-DOM-000-11304-OS00001-INA-000000 | PO Closed | GL2507407 | 2025-07-02 | 2025-07-06 | 2025-12-12
121702944-8 | 121702944 - APPROVED | 8 | O-14099-00 | Selang TS-25 (25x33) TOYOX P/N : - pc | 5 | Pieces | IDR | 241300 | 1206500 | 2025-08-08 | FIP Engineering | Mochammad Fadhillah Hakim, | FIP Engineering | FIP-DOM-000-11304-OS00001-INA-000000 | PO Closed | GL2507407 | 2025-07-02 | 2025-07-06 | 2025-12-12
121702947-1 | 121702947 - APPROVED | 1 | T-20002-00 | Jasa Perbaikan Alat Lab - Perbaikan Motor Fumehood Lab | 1 | Pieces | IDR | 7300000 | 7300000 | 2025-08-08 | FIP General | Mochammad Fadhillah Hakim, | FIP Engineering | FIP-DOM-ENG-51505-0000000-INA-000000 | PO Closed | GL2507029 | 2025-07-03 | 2025-07-04 | 2025-08-08
121702948-1 | 121702948 - APPROVED | 1 | O-20814-00 | General - Spring Tekan Dia 2.5 x 15.5 x 71.3 mm, Mat. Steel; -; -; 1 Pc | 20 | Pieces | IDR | 43500 | 870000 | 2025-07-06 | FIP Engineering | Mochammad Fadhillah Hakim, | FIP Engineering | FIP-DOM-000-11304-OS00001-INA-000000 | PO Closed | GL2507419 | 2025-07-04 | 2025-07-06 | 2025-08-30
121702951-1 | 121702951 - APPROVED | 1 | O-51675-00 | General - Pilz PNOZ X2.1 24 VAC/DC 2 n/o; Pilz; ID774306; 1 pc | 2 | Pieces | IDR | 4882500 | 9765000 | 2025-08-08 | FIP Engineering | Mochammad Fadhillah Hakim, | FIP Engineering | FIP-DOM-000-11304-OS00001-INA-000000 | PO Closed | GL2507043 | 2025-07-04 | 2025-07-04 | 2025-08-15
121702953-1 | 121702953 - APPROVED | 1 | P-54312-00 | General - Level Switch ERV 1/8 Inch Steris; Austar; -; 1 pc | 2 | Pieces | IDR | 25000000 | 50000000 | 2025-09-05 | FIP Engineering | Mochammad Fadhillah Hakim, | FIP Engineering | FIP-DOM-000-11304-OS00001-INA-000000 | PO Closed | GL2507062 | 2025-07-04 | 2025-07-06 | 2025-11-05
121702954-1 | 121702954 - APPROVED | 1 | O-20841-00 | Bio Safety Cabinet - Cover Cable Instrument 1 Ukuran 0.8x1200x2400mm, Mat Plat SS304 0.33 lbr; Custom/Lokal; -; 1 Unit | 1 | Unit | IDR | 4850000 | 4850000 | 2025-08-08 | FIP Engineering | Mochammad Fadhillah Hakim, | FIP Engineering | FIP-DOM-000-11304-OS00001-INA-000000 | PO Closed | GL2507032 | 2025-07-04 | 2025-07-06 | 2025-08-15
121702954-2 | 121702954 - APPROVED | 2 | O-20842-00 | Bio Safety Cabinet - Cover Cable Instrument 2 Ukuran 0.8x1200x2400mm, Mat Plat SS304 0.42 lbr; Custom/Lokal; -; 1 Unit | 1 | Unit | IDR | 5650000 | 5650000 | 2025-08-08 | FIP Engineering | Mochammad Fadhillah Hakim, | FIP Engineering | FIP-DOM-000-11304-OS00001-INA-000000 | PO Closed | GL2507032 | 2025-07-04 | 2025-07-06 | 2025-08-15
121702954-3 | 121702954 - APPROVED | 3 | O-20843-00 | Bio Safety Cabinet - Cover Cable Instrument 3 Ukuran 0.8x1200x2400mm, Mat Plat SS304 0.67 lbr; Custom/Lokal; -; 1 Unit | 1 | Unit | IDR | 9100000 | 9100000 | 2025-08-08 | FIP Engineering | Mochammad Fadhillah Hakim, | FIP Engineering | FIP-DOM-000-11304-OS00001-INA-000000 | PO Closed | GL2507032 | 2025-07-04 | 2025-07-06 | 2025-08-15
121702956-1 | 121702956 - APPROVED | 1 | O-53335-00 | Freeze Dryer MBE1207 - ZT900 Shelf Ram Position Sensor; -; EHM1250MD341A01; 1 Pc | 1 | Pieces | IDR | 58444130 | 58444130 | 2025-09-05 | FIP Engineering | Mochammad Fadhillah Hakim, | FIP Engineering | FIP-DOM-000-11304-OS00001-INA-000000 | PO Closed | GL2508026 | 2025-07-04 | 2025-07-06 | 2025-11-30
121702956-2 | 121702956 - APPROVED | 2 | O-53336-00 | Freeze Dryer MBE1207 - Electrically Controlled Directional Valve DTDF-MCN-224-U9N; ARON; EB02-00535; 1 Pc | 2 | Pieces | IDR | 11425020 | 22850040 | 2025-09-05 | FIP Engineering | Mochammad Fadhillah Hakim, | FIP Engineering | FIP-DOM-000-11304-OS00001-INA-000000 | PO Closed | GL2508026 | 2025-07-04 | 2025-07-06 | 2025-11-30
121702956-3 | 121702956 - APPROVED | 3 | O-53337-00 | Freeze Dryer MBE1207 - Condenser Drain Steam Trap TD600 1 inch NPT; WATSON; EB14-00117; 1 Pc | 2 | Pieces | IDR | 11877730 | 23755460 | 2025-09-05 | FIP Engineering | Mochammad Fadhillah Hakim, | FIP Engineering | FIP-DOM-000-11304-OS00001-INA-000000 | PO Closed | GL2508026 | 2025-07-04 | 2025-07-06 | 2025-11-30
121702961-1 | 121702961 - APPROVED | 1 | P-12077-00 | General - Clamp Selang, SS 1 1/4"; Tridon; -; 1 pcs | 5 | Pieces | IDR | 40000 | 200000 | 2025-08-08 | FIP Engineering | Mochammad Fadhillah Hakim, | FIP Engineering | FIP-DOM-000-11304-OS00001-INA-000000 | PO Closed | GL2507057 | 2025-07-08 | 2025-07-08 | 2025-08-15
121702962-1 | 121702962 - APPROVED | 1 | S-20268-00 | Face Shield Head Gear With Clear Visor; KW1000315; ; ; | 2 | Pieces | IDR | 100100 | 200200 | 2025-08-08 | FIP General | Mochammad Fadhillah Hakim, | FIP Engineering | FIP-DOM-ENG-51202-0000000-INA-000000 | PO Closed | GL2507068 | 2025-07-08 | 2025-07-08 | 2025-08-25
121702963-1 | 121702963 - APPROVED | 1 | P-16359-00 | General - Hand Tap M 6 x 1,0 mm; Yamawa; -; 3pcs/set | 1 | Set | IDR | 265000 | 265000 | 2025-08-08 | FIP Engineering | Mochammad Fadhillah Hakim, | FIP Engineering | FIP-DOM-000-11304-OS00001-INA-000000 | PO Closed | GL2507056 | 2025-07-08 | 2025-07-15 | 2025-08-15
121702964-1 | 121702964 - APPROVED | 1 | P-50768-00 | AUTONIC - Counter timer CT6S | 1 | Pieces | IDR | 762300 | 762300 | 2025-08-08 | FIP Engineering | Mochammad Fadhillah Hakim, | FIP Engineering | FIP-DOM-000-11304-OS00001-INA-000000 | PO Closed | GL2507048 | 2025-07-08 | 2025-07-08 | 2025-08-25
121702965-1 | 121702965 - APPROVED | 1 | Q-60328-00 | Cat Decor Acrylic Enamel DAE - 550 / Solvent Based; Propan; TEAL 5412 - Warna Biru; pack size 20 liter per pail | 4 | Pail | IDR | 2190000 | 8760000 | 2025-08-08 | FIP General | Mochammad Fadhillah Hakim, | FIP Engineering | FIP-DOM-ENG-51502-0000000-INA-000000 | PO Closed | GL2507061 | 2025-07-08 | 2025-07-15 | 2025-08-29
121702966-1 | 121702966 - APPROVED | 1 | P-53169-00 | Ballast Electronic EB-C 228 TL5, 2x28W; Phillips; ; | 10 | Pieces | IDR | 165000 | 1650000 | 2025-08-08 | FIP Engineering | Mochammad Fadhillah Hakim, | FIP Engineering | FIP-DOM-000-11304-OS00001-INA-000000 | PO Closed | GL2507056 | 2025-07-08 | 2025-07-08 | 2025-08-15
121702967-1 | 121702967 - APPROVED | 1 | Q-10752-00 | Cat Duragloss Silver Metallic;Propan;Type 9115 Silver Metallic;pack size per can | 69 | Can | IDR | 109250 | 7538250 | 2025-08-08 | FIP Engineering | Mochammad Fadhillah Hakim, | FIP Engineering | FIP-DOM-000-11304-OS00001-INA-000000 | PO Closed | GL2507061 | 2025-07-08 | 2025-07-15 | 2025-08-29
121702969-1 | 121702969 - APPROVED | 1 | P-10390-00 | Ball Valve PVC 1" | 5 | Pieces | IDR | 25000 | 125000 | 2025-08-08 | FIP Engineering | Mochammad Fadhillah Hakim, | FIP Engineering | FIP-DOM-000-11304-OS00001-INA-000000 | PO Closed | GL2507045 | 2025-07-08 | 2025-07-14 | 2025-08-15
121702969-2 | 121702969 - APPROVED | 2 | P-12942-00 | Water Mur PVC dia 1inch | 5 | Pieces | IDR | 17500 | 87500 | 2025-08-08 | FIP Engineering | Mochammad Fadhillah Hakim, | FIP Engineering | FIP-DOM-000-11304-OS00001-INA-000000 | PO Closed | GL2507045 | 2025-07-08 | 2025-07-14 | 2025-08-15
121702970-1 | 121702970 - APPROVED | 1 | R-21013-00 | Utility Equipment; ; ; - Instalasi PoU PW, WFI dan Pure Steam | 1 | Unit | IDR | 477297900 | 477297900 | 2025-09-12 | FIP General | Mochammad Fadhillah Hakim, | FIP Engineering | FIP-DOM-ENG-13405-EQ25023-INA-000000 | PO Closed | GL2509009 | 2025-07-08 | 2025-07-24 | 2025-10-12
121702975-1 | 121702975 - APPROVED | 1 | P-19950-00 | General - Directional Valve Pin Lock; SMC; VHL210W-02; 1 pc | 1 | Pieces | IDR | 1986000 | 1986000 | 2025-08-15 | FIP Engineering | Mochammad Fadhillah Hakim, | FIP Engineering | FIP-DOM-000-11304-OS00001-INA-000000 | PO Closed | GL2507042 | 2025-07-10 | 2025-07-15 | 2025-08-15
121702975-2 | 121702975 - APPROVED | 2 | P-19951-00 | General - Check Valve SMC; -; AKH08A-025; 1 pc | 2 | Pieces | IDR | 215200 | 430400 | 2025-08-15 | FIP Engineering | Mochammad Fadhillah Hakim, | FIP Engineering | FIP-DOM-000-11304-OS00001-INA-000000 | PO Closed | GL2507042 | 2025-07-10 | 2025-07-15 | 2025-08-15
121702975-3 | 121702975 - APPROVED | 3 | P-19952-00 | General - Fitting SMC; SMC; KQ2U08-00A; 1 pc | 2 | Pieces | IDR | 54700 | 109400 | 2025-08-15 | FIP Engineering | Mochammad Fadhillah Hakim, | FIP Engineering | FIP-DOM-000-11304-OS00001-INA-000000 | PO Closed | GL2507042 | 2025-07-10 | 2025-07-15 | 2025-08-15
121702975-4 | 121702975 - APPROVED | 4 | P-19953-00 | General - Plug 1/4inch; SMC; -; 1 pc | 1 | Pieces | IDR | 13000 | 13000 | 2025-08-15 | FIP Engineering | Mochammad Fadhillah Hakim, | FIP Engineering | FIP-DOM-000-11304-OS00001-INA-000000 | PO Closed | GL2507042 | 2025-07-10 | 2025-07-15 | 2025-08-15
121702976-1 | 121702976 - APPROVED | 1 | P-12830-00 | Sodium metabisulfit | 3 | Pieces | IDR | 550000 | 1650000 | 2025-08-15 | FIP Engineering | Mochammad Fadhillah Hakim, | FIP Engineering | FIP-DOM-000-11304-OS00001-INA-000000 | PO Closed | GL2507046 | 2025-07-10 | 2025-07-11 | 2025-08-27
121702977-1 | 121702977 - APPROVED | 1 | S-60002-00 | Jasa Perbaikan dan Pemeliharaan Mesin Utility - Perbaikan Display Regin | 1 | Lot | IDR | 2934720 | 2934720 | 2025-08-15 | FIP General | Mochammad Fadhillah Hakim, | FIP Engineering | FIP-DOM-ENG-51508-0000000-INA-000000 | PO Closed | GL2507037 | 2025-07-10 | 2025-07-11 | 2025-09-30
121702977-2 | 121702977 - APPROVED | 2 | S-60002-00 | Jasa Perbaikan dan Pemeliharaan Mesin Utility - Perbaikan Main Board Photometer | 1 | Lot | IDR | 2057560 | 2057560 | 2025-08-15 | FIP General | Mochammad Fadhillah Hakim, | FIP Engineering | FIP-DOM-ENG-51508-0000000-INA-000000 | PO Open | GL2507037 | 2025-07-10 | 2025-07-11 | 2025-12-17
121702977-3 | 121702977 - APPROVED | 3 | S-60002-00 | Jasa Perbaikan dan Pemeliharaan Mesin Utility - Perbaikan Main Board UPS | 1 | Lot | IDR | 1691289 | 1691289 | 2025-08-15 | FIP General | Mochammad Fadhillah Hakim, | FIP Engineering | FIP-DOM-ENG-51508-0000000-INA-000000 | PO Closed | GL2507037 | 2025-07-10 | 2025-07-11 | 2025-09-30
121702979-1 | 121702979 - APPROVED | 1 | P-18725-00 | Freon Refrigerant Chemours Suva R507; ; ; | 2 | Can | IDR | 2250000 | 4500000 | 2025-08-15 | FIP Engineering | Mochammad Fadhillah Hakim, | FIP Engineering | FIP-DOM-000-11304-OS00001-INA-000000 | PO Closed | GL2507057 | 2025-07-11 | 2025-07-11 | 2025-08-15
121702980-1 | 121702980 - APPROVED | 1 | O-54124-00 | O-RING 345X5.30; Freeze Dryer MBE1207; P/N EB41-00320; pack size per pc | 5 | Pieces | IDR | 55000 | 275000 | 2025-08-15 | FIP Engineering | Mochammad Fadhillah Hakim, | FIP Engineering | FIP-DOM-000-11304-OS00001-INA-000000 | PO Closed | GL2508026 | 2025-07-11 | 2025-07-11 | 2025-11-30
121702980-2 | 121702980 - APPROVED | 2 | O-19777-00 | Freeze Dryer MBE1207 - Silicone O-ring 243x5.3 for main valve bellows; ; EB41-00314; | 5 | Pieces | IDR | 55000 | 275000 | 2025-08-15 | FIP Engineering | Mochammad Fadhillah Hakim, | FIP Engineering | FIP-DOM-000-11304-OS00001-INA-000000 | PO Closed | GL2507420 | 2025-07-11 | 2025-07-11 | 2025-08-15
121702980-3 | 121702980 - APPROVED | 3 | O-54123-00 | O-RING 132X5.30; Freeze Dryer MBE1207; P/N EB41-00298; pack size per pc | 5 | Pieces | IDR | 35000 | 175000 | 2025-08-15 | FIP Engineering | Mochammad Fadhillah Hakim, | FIP Engineering | FIP-DOM-000-11304-OS00001-INA-000000 | PO Closed | GL2508026 | 2025-07-11 | 2025-07-11 | 2025-11-30
121702980-4 | 121702980 - APPROVED | 4 | O-54123-00 | O-RING 132X5.30; Freeze Dryer MBE1207; P/N EB41-00298; pack size per pc | 5 | Pieces | IDR | 30000 | 150000 | 2025-08-15 | FIP Engineering | Mochammad Fadhillah Hakim, | FIP Engineering | FIP-DOM-000-11304-OS00001-INA-000000 | PO Closed | GL2508026 | 2025-07-11 | 2025-07-11 | 2025-11-30
121702980-5 | 121702980 - APPROVED | 5 | O-54121-00 | O-RING 180X3.55; Freeze Dryer MBE1207; P/N EB41-00357; pack size per pc | 5 | Pieces | IDR | 166250 | 831250 | 2025-08-15 | FIP Engineering | Mochammad Fadhillah Hakim, | FIP Engineering | FIP-DOM-000-11304-OS00001-INA-000000 | PO Closed | GL2508026 | 2025-07-11 | 2025-07-11 | 2025-11-30
121702980-6 | 121702980 - APPROVED | 6 | O-54120-00 | O-RING 8X1.8; Freeze Dryer MBE1207; P/N EB41-00336; pack size per pc | 20 | Pieces | IDR | 15000 | 300000 | 2025-08-15 | FIP Engineering | Mochammad Fadhillah Hakim, | FIP Engineering | FIP-DOM-000-11304-OS00001-INA-000000 | PO Closed | GL2508026 | 2025-07-11 | 2025-07-11 | 2025-11-30
121702981-1 | 121702981 - APPROVED | 1 | P-18667-00 | Freeze Dryer MBE1207 - Gasket Slot Door Silicone dia 13 mm; ; ; | 8 | Meter | IDR | 418500 | 3348000 | 2025-08-14 | FIP Engineering | Mochammad Fadhillah Hakim, | FIP Engineering | FIP-DOM-000-11304-OS00001-INA-000000 | PO Closed | GL2507047 | 2025-07-11 | 2025-07-11 | 2025-08-14
121702983-1 | 121702983 - APPROVED | 1 | R-71002-00 | Renovation - Epoxy Area FD dan Koridor - Epoxy Area FD dan Koridor | 1 | Unit | IDR | 237264999 | 237264999 | 2025-08-15 | FIP General | Mochammad Fadhillah Hakim, | FIP Engineering | FIP-DOM-PRJ-13402-BL25006-INA-000000 | PO Closed | GL2508014 | 2025-07-11 | 2025-07-11 | 2025-10-30
121702984-1 | 121702984 - APPROVED | 1 | R-71002-00 | Renovation - Perluasan Ruangan Filling (Sandwich) Opsi A - Perluasan Ruangan Filling (Sandwich) Opsi A - Perluasan Ruangan Filling (Sandwich) Opsi A - Perluasan Ruangan Filling (Sandwich) Opsi A | 1 | Unit | IDR | 293442000 | 293442000 | 2025-08-15 | FIP General | Mochammad Fadhillah Hakim, | FIP Engineering | FIP-DOM-PRJ-13402-BL25006-INA-000000 | PO Open | GL2508017 | 2025-07-11 | 2025-07-22
121702985-1 | 121702985 - APPROVED | 1 | P-52375-00 | SCHNEIDER - MCB 4A 1Phase; ; ; | 3 | Pieces | IDR | 144000 | 432000 | 2025-08-15 | FIP Engineering | Mochammad Fadhillah Hakim, | FIP Engineering | FIP-DOM-000-11304-OS00001-INA-000000 | PO Closed | GL2507407 | 2025-07-11 | 2025-07-15 | 2025-12-12
121702988-1 | 121702988 - APPROVED | 1 | P-19955-00 | General - Flow Sensor Fitting S030 for Paddle Wheel Sensor SET08; Burkert; SET08-S030-0000-VAFF-P5-00-0-000/00-0*MP13+MP19; 1 pc | 1 | Pieces | IDR | 10500000 | 10500000 | 2025-09-19 | FIP Engineering | Mochammad Fadhillah Hakim, | FIP Engineering | FIP-DOM-000-11304-OS00001-INA-000000 | PO Closed | GL2508004 | 2025-07-16 | 2025-07-22 | 2025-12-20
121702989-1 | 121702989 - APPROVED | 1 | O-20859-00 | Marchesini MA155 - Leaflet Gripper; Marchesini; A920000005; 1 Pc | 2 | Pieces | IDR | 6573240 | 13146480 | 2025-09-19 | FIP Engineering | Mochammad Fadhillah Hakim, | FIP Engineering | FIP-DOM-000-11304-OS00001-INA-000000 | PO Closed | GL2511029 | 2025-07-16 | 2025-10-20 | 2026-01-31
121702990-1 | 121702990 - APPROVED | 1 | P-54334-00 | General - Socket Relay PYFZ-14-E; Omron; -; 1 pc | 30 | Pieces | IDR | 21000 | 630000 | 2025-08-22 | FIP Engineering | Mochammad Fadhillah Hakim, | FIP Engineering | FIP-DOM-000-11304-OS00001-INA-000000 | PO Closed | GL2508423 | 2025-07-16 | 2025-07-21 | 2025-08-29
121702992-1 | 121702992 - APPROVED | 1 | P-18712-00 | General - Hand Taps M 5 x 0.8 mm Made In Japan ; Yamawa; -; 1 set = 3 pcs | 1 | Set | IDR | 230000 | 230000 | 2025-08-22 | FIP Engineering | Mochammad Fadhillah Hakim, | FIP Engineering | FIP-DOM-000-11304-OS00001-INA-000000 | PO Closed | GL2508423 | 2025-07-16 | 2025-07-21 | 2025-08-29
121702992-2 | 121702992 - APPROVED | 2 | P-19693-00 | General - Lem Adhesive; Superlon; -; 1kg/can | 3 | Pieces | IDR | 182250 | 546750 | 2025-08-22 | FIP Engineering | Mochammad Fadhillah Hakim, | FIP Engineering | FIP-DOM-000-11304-OS00001-INA-000000 | PO Closed | GL2508423 | 2025-07-16 | 2025-07-21 | 2025-08-29
121702993-1 | 121702993 - APPROVED | 1 | Q-10971-00 | Magnet Kotak Pintu Lemari Small Stainless Steel 1.5x3.6cm; ; ; | 5 | Pieces | IDR | 10000 | 50000 | 2025-08-22 | FIP General | Mochammad Fadhillah Hakim, | FIP Engineering | FIP-DOM-ENG-51502-0000000-INA-000000 | PO Closed | GL2507067 | 2025-07-16 | 2025-07-17 | 2025-08-22
121702993-2 | 121702993 - APPROVED | 2 | Q-54119-00 | Paint Remover;No Brand;;pack size per can - Kemasan 20L | 3 | Can | IDR | 830000 | 2490000 | 2025-08-22 | FIP General | Mochammad Fadhillah Hakim, | FIP Engineering | FIP-DOM-ENG-51502-0000000-INA-000000 | PO Closed | GL2507067 | 2025-07-16 | 2025-07-17 | 2025-08-22
121702994-1 | 121702994 - APPROVED | 1 | P-19954-00 | General - Differential Pressure Controller DHC-206 Size 2.5inch w.c.; Dwyer; -; 1 pc | 3 | Pieces | IDR | 17650000 | 52950000 | 2025-08-22 | FIP Engineering | Mochammad Fadhillah Hakim, | FIP Engineering | FIP-DOM-000-11304-OS00001-INA-000000 | PO Closed | GL2508003 | 2025-07-16 | 2025-07-22 | 2025-08-25
121702997-1 | 121702997 - APPROVED | 1 | P-19987-00 | General - Trolley Helium Leak Detector Uk. 600 x 750 x 800cm; Custom Agru Farma; -; 1 pc | 1 | Pieces | IDR | 7250000 | 7250000 | 2025-08-22 | FIP Engineering | Mochammad Fadhillah Hakim, | FIP Engineering | FIP-DOM-000-11304-OS00001-INA-000000 | PO Closed | GL2507052 | 2025-07-16 | 2025-07-17 | 2025-09-15
121702998-1 | 121702998 - APPROVED | 1 | O-20857-00 | Washing RAR4 - Needle CA, OD 15 x 168 mm, Mat. SS316; Custom/Lokal; -; 1 Pc | 1 | Pieces | IDR | 2125000 | 2125000 | 2025-08-22 | FIP Engineering | Mochammad Fadhillah Hakim, | FIP Engineering | FIP-DOM-000-11304-OS00001-INA-000000 | PO Closed | GL2508018 | 2025-07-16 | 2025-07-21 | 2025-09-10
121702999-1 | 121702999 - APPROVED | 1 | R-71002-00 | Renovation - Perluasan Lantai 2 dan 3 | 1 | Unit | IDR | 1920000000 | 1920000000 | 2025-09-19 | FIP General | Mochammad Fadhillah Hakim, | FIP Engineering | FIP-DOM-ENG-13402-BL25001-INA-000000 | PO Closed | GL2508057 | 2025-07-16 | 2025-07-28 | 2026-01-30
121703000-1 | 121703000 - APPROVED | 1 | P-19899-00 | General - Teflon Sheet 6 x 1000 x 1000mm; No Brand; -; 1 pc | 1 | Pieces | IDR | 2625000 | 2625000 | 2025-08-22 | FIP Engineering | Mochammad Fadhillah Hakim, | FIP Engineering | FIP-DOM-000-11304-OS00001-INA-000000 | PO Closed | GL2507053 | 2025-07-16 | 2025-07-17 | 2025-08-22
121703015-1 | 121703015 - APPROVED | 1 | P-11356-00 | Roda Trolly ABUS 4" ( 100 x 27 ) Without Breake | 2 | Pieces | IDR | 451000 | 902000 | 2025-08-22 | FIP Engineering | Mochammad Fadhillah Hakim, | FIP Engineering | FIP-DOM-000-11304-OS00001-INA-000000 | PO Closed | GL2508426 | 2025-07-18 | 2025-07-22 | 2025-09-12
121703019-1 | 121703019 - APPROVED | 1 | T-20002-00 | Jasa Perbaikan Alat Lab - Pembuatan Drain Dissolution Tester | 1 | Pieces | IDR | 17540900 | 17540900 | 2025-08-22 | FIP General | Mochammad Fadhillah Hakim, | FIP Engineering | FIP-DOM-ENG-51505-0000000-INA-000000 | PO Closed | GL2508015 | 2025-07-21 | 2025-07-22 | 2025-08-22
121703020-1 | 121703020 - APPROVED | 1 | S-11446-00 | Tangga plastik/Step Stool; Ace; Grey 297855; pack size per pcs - Tangga Lipat Aluminium 8 Layer 220cm merk AMECA | 2 | Pieces | IDR | 950000 | 1900000 | 2025-08-22 | FIP General | Mochammad Fadhillah Hakim, | FIP Engineering | FIP-DOM-ENG-51404-0000000-INA-000000 | PO Closed | GL2510024 | 2025-07-21 | 2025-07-22 | 2025-10-24
121703029-1 | 121703029 - APPROVED | 1 | S-60050-00 | Jasa Perbaikan dan Pemeliharaan Mesin Produksi; ; ; - Perbaikan Kompresor CC Retain Sample | 1 | Pieces | IDR | 9550000 | 9550000 | 2025-07-25 | FIP General | Mochammad Fadhillah Hakim, | FIP Engineering | FIP-DOM-ENG-51504-0000000-INA-000000 | PO Closed | GL2508039 | 2025-07-23 | 2025-07-24 | 2025-09-25
121703030-1 | 121703030 - APPROVED | 1 | P-13370-00 | General - Pulser SCR Heater Controller Wall Mounted 0-10 VD DC; Regin; 240-X010; 1 unit | 5 | Unit | IDR | 4176900 | 20884500 | 2025-08-29 | FIP Engineering | Mochammad Fadhillah Hakim, | FIP Engineering | FIP-DOM-000-11304-OS00001-INA-000000 | PO Closed | GL2508005 | 2025-07-23 | 2025-07-31 | 2025-12-15
121703031-1 | 121703031 - APPROVED | 1 | P-53133-00 | General - Kabel Belden AWG 22 2 Pair; Belden; 8723; 305m/roll | 4 | Roll | IDR | 3400000 | 13600000 | 2025-08-29 | FIP Engineering | Mochammad Fadhillah Hakim, | FIP Engineering | FIP-DOM-000-11304-OS00001-INA-000000 | PO Closed | GL2508423 | 2025-07-23 | 2025-07-24 | 2025-08-29
121703032-1 | 121703032 - APPROVED | 1 | Q-10805-00 | Multipox MX-98-2K SB White;Propan;Type White;pack size per 20 kg pail | 1 | Pail | IDR | 1506306 | 1506306 | 2025-08-29 | FIP Engineering | Mochammad Fadhillah Hakim, | FIP Engineering | FIP-DOM-000-11304-OS00001-INA-000000 | PO Closed | GL2508024 | 2025-07-23 | 2025-07-24 | 2025-09-30
121703033-1 | 121703033 - APPROVED | 1 | O-52859-00 | Temperature Controller - TK4S- 24RN 100-240 VAC AUTONICS; ; ; | 4 | Pieces | IDR | 800100 | 3200400 | 2025-08-29 | FIP Engineering | Mochammad Fadhillah Hakim, | FIP Engineering | FIP-DOM-000-11304-OS00001-INA-000000 | PO Closed | GL2508422 | 2025-07-23 | 2025-07-24 | 2025-09-30
121703035-1 | 121703035 - APPROVED | 1 | Q-10510-00 | Junction Box Plastik 12x12x10 cm; ; ; | 4 | Pieces | IDR | 133617 | 534468 | 2025-08-29 | FIP General | Mochammad Fadhillah Hakim, | FIP Engineering | FIP-DOM-ENG-51502-0000000-INA-000000 | PO Closed | GL2508025 | 2025-07-23 | 2025-07-24 | 2025-08-29
121703036-1 | 121703036 - APPROVED | 1 | S-60050-00 | Jasa Perbaikan dan Pemeliharaan Mesin Produksi; ; ; - Perbaikan Needle Washing | 1 | Pieces | IDR | 935000 | 935000 | 2025-07-25 | FIP General | Mochammad Fadhillah Hakim, | FIP Engineering | FIP-DOM-ENG-51504-0000000-INA-000000 | PO Closed | GL2508006 | 2025-07-23 | 2025-07-24 | 2025-08-30
121703038-1 | 121703038 - APPROVED | 1 | Q-90000-00 | Building Maintenance Pure Expense - Perbaikan Toilet | 1 | Unit | IDR | 43436400 | 43436400 | 2025-08-29 | FIP General | Mochammad Fadhillah Hakim, | FIP Engineering | FIP-DOM-ENG-51502-0000000-INA-000000 | PO Closed | GL2508037 | 2025-07-24 | 2025-07-24 | 2025-10-13
121703054-1 | 121703054 - APPROVED | 1 | R-21013-00 | Utility Equipment; ; ; - Inverter Danfoss FC-202P5K5T4E20H2XGXXXXSXXXXAXBXCXXXXDX - Inverter Danfoss FC-202P5K5T4E20H2XGXXXXSXXXXAXBXCXXXXDX - Inverter Danfoss FC-202P5K5T4E20H2XGXXXXSXXXXAXBXCXXXXDX - Inverter Danfoss FC-202P5K5T4E20H2 | 1 | Unit | IDR | 15652000 | 15652000 | 2025-09-05 | FIP General | Mochammad Fadhillah Hakim, | FIP Engineering | FIP-DOM-ENG-13405-EQ25005-INA-000000 | PO Closed | GL2508050 | 2025-08-04 | 2025-08-05 | 2025-10-05
121703059-1 | 121703059 - APPROVED | 1 | O-18962-00 | Capping VCM200 - Adjuster Screw Blade; ; ; | 1 | Pieces | IDR | 427800 | 427800 | 2025-10-16 | FIP Engineering | Mochammad Fadhillah Hakim, | FIP Engineering | FIP-DOM-000-11304-OS00001-INA-000000 | PO Closed | GL2509450 | 2025-08-05 | 2025-08-25 | 2025-10-16
121703059-2 | 121703059 - APPROVED | 2 | O-18963-00 | Capping VCM200 - Clamp Holder; ; ; | 1 | Pieces | IDR | 255750 | 255750 | 2025-10-16 | FIP Engineering | Mochammad Fadhillah Hakim, | FIP Engineering | FIP-DOM-000-11304-OS00001-INA-000000 | PO Closed | GL2509450 | 2025-08-05 | 2025-08-25 | 2025-10-16
121703059-3 | 121703059 - APPROVED | 3 | O-18964-00 | Capping VCM200 - Holder; ; ; | 1 | Pieces | IDR | 569160 | 569160 | 2025-10-16 | FIP Engineering | Mochammad Fadhillah Hakim, | FIP Engineering | FIP-DOM-000-11304-OS00001-INA-000000 | PO Closed | GL2509450 | 2025-08-05 | 2025-08-25 | 2025-10-16
121703059-4 | 121703059 - APPROVED | 4 | O-18965-00 | Capping VCM200 - Spring Head; ; ; | 1 | Pieces | IDR | 104160 | 104160 | 2025-10-16 | FIP Engineering | Mochammad Fadhillah Hakim, | FIP Engineering | FIP-DOM-000-11304-OS00001-INA-000000 | PO Closed | GL2509450 | 2025-08-05 | 2025-08-25 | 2025-10-16
121703059-5 | 121703059 - APPROVED | 5 | O-18966-00 | Capping VCM200 - Ring Washer; ; ; | 1 | Pieces | IDR | 93930 | 93930 | 2025-10-16 | FIP Engineering | Mochammad Fadhillah Hakim, | FIP Engineering | FIP-DOM-000-11304-OS00001-INA-000000 | PO Closed | GL2509450 | 2025-08-05 | 2025-08-25 | 2025-10-16
121703059-6 | 121703059 - APPROVED | 6 | O-18968-00 | Capping VCM200 - Washer B; ; ; | 1 | Pieces | IDR | 146010 | 146010 | 2025-10-16 | FIP Engineering | Mochammad Fadhillah Hakim, | FIP Engineering | FIP-DOM-000-11304-OS00001-INA-000000 | PO Closed | GL2509450 | 2025-08-05 | 2025-08-25 | 2025-10-16
121703059-7 | 121703059 - APPROVED | 7 | O-18967-00 | Capping VCM200 - Washer A; ; ; | 1 | Pieces | IDR | 146010 | 146010 | 2025-10-16 | FIP Engineering | Mochammad Fadhillah Hakim, | FIP Engineering | FIP-DOM-000-11304-OS00001-INA-000000 | PO Closed | GL2509450 | 2025-08-05 | 2025-08-25 | 2025-10-16
121703059-8 | 121703059 - APPROVED | 8 | O-20911-00 | Capping VCM200 - Format Part 6R Uk 15x275x478; Custom/Lokal; -; 1 Pc | 1 | Pieces | IDR | 7150000 | 7150000 | 2025-10-16 | FIP Engineering | Mochammad Fadhillah Hakim, | FIP Engineering | FIP-DOM-000-11304-OS00001-INA-000000 | PO Closed | GL2509450 | 2025-08-05 | 2025-08-25 | 2025-10-16
121703059-9 | 121703059 - APPROVED | 9 | O-20912-00 | Capping VCM200 - Format Part 10R Uk 20x275x478; Custom/Lokal; -; 1 Pc | 1 | Pieces | IDR | 7355000 | 7355000 | 2025-10-16 | FIP Engineering | Mochammad Fadhillah Hakim, | FIP Engineering | FIP-DOM-000-11304-OS00001-INA-000000 | PO Closed | GL2509450 | 2025-08-05 | 2025-08-25 | 2025-10-16
121703060-1 | 121703060 - APPROVED | 1 | P-18620-00 | Filling VFM100 - Piringan Loadcell Material SUS304; ; ; | 2 | Pieces | IDR | 225000 | 450000 | 2025-10-16 | FIP Engineering | Mochammad Fadhillah Hakim, | FIP Engineering | FIP-DOM-000-11304-OS00001-INA-000000 | PO Closed | GL2508043 | 2025-08-05 | 2025-08-06 | 2025-10-16
121703061-1 | 121703061 - APPROVED | 1 | P-10564-00 | Bearing 6000 2RS H SKF | 10 | Pieces | IDR | 30000 | 300000 | 2025-09-05 | FIP Engineering | Mochammad Fadhillah Hakim, | FIP Engineering | FIP-DOM-000-11304-OS00001-INA-000000 | PO Closed | GL2508042 | 2025-08-05 | 2025-08-06 | 2025-09-15
121703063-1 | 121703063 - APPROVED | 1 | T-80145-00 | Cutter Besar L-500 (18 mm); 5 pc/pck | 3 | Pieces | IDR | 14000 | 42000 | 2025-09-05 | FIP General | Mochammad Fadhillah Hakim, | FIP Engineering | FIP-DOM-ENG-51411-0000000-INA-000000 | PO Closed | GL2508031 | 2025-08-05 | 2025-08-06 | 2025-08-22
121703063-2 | 121703063 - APPROVED | 2 | T-80184-00 | Gunting Besar (8,5 Inch); pc | 3 | Pieces | IDR | 12000 | 36000 | 2025-09-05 | FIP General | Mochammad Fadhillah Hakim, | FIP Engineering | FIP-DOM-ENG-51411-0000000-INA-000000 | PO Closed | GL2508031 | 2025-08-05 | 2025-08-06 | 2025-08-22
121703064-1 | 121703064 - APPROVED | 1 | O-51000-00 | Colamark - Print Head for Part TTO Domino p/n EPP001359 SP; ; ; | 1 | Pieces | IDR | 12360000 | 12360000 | 2025-10-10 | FIP General | Mochammad Fadhillah Hakim, | FIP Engineering | FIP-DOM-ENG-51504-0000000-INA-000000 | PO Closed | GL2508440 | 2025-08-05 | 2025-08-06 | 2025-10-10
121703066-1 | 121703066 - APPROVED | 1 | O-15914-00 | Fedegari FVA2/A1 - O-RING 34.52x3.53; Code : CC150171; ; ; | 18 | Unit | IDR | 55583 | 1000494 | 2025-10-10 | FIP Engineering | Mochammad Fadhillah Hakim, | FIP Engineering | FIP-DOM-000-11304-OS00001-INA-000000 | PO Closed | GL2510462 | 2025-08-06 | 2025-09-08 | 2025-11-10
121703066-2 | 121703066 - APPROVED | 2 | O-15918-00 | Fedegari FVA2/A1 - O-RING 15.47x3.53 ; Code : CC150170; ; ; | 18 | Unit | IDR | 59559 | 1072062 | 2025-10-10 | FIP Engineering | Mochammad Fadhillah Hakim, | FIP Engineering | FIP-DOM-000-11304-OS00001-INA-000000 | PO Closed | GL2510462 | 2025-08-06 | 2025-09-08 | 2025-11-10
121703067-1 | 121703067 - APPROVED | 1 | P-16972-00 | Vent Filter HE Press 6.5 bar, temp. 40C ; Brand : NOVASIP ( PALL ) ; P/N : C3PFRPI , IT09556493 ; Pack Size : pcs | 2 | Unit | IDR | 3735000 | 7470000 | 2025-09-12 | FIP Engineering | Mochammad Fadhillah Hakim, | FIP Engineering | FIP-DOM-000-11304-OS00001-INA-000000 | PO Closed | GL2509012 | 2025-08-06 | 2025-09-08 | 2025-10-05
121703068-1 | 121703068 - APPROVED | 1 | P-14993-00 | Ferrule to Hose 1,5 inch x 7mm; ; ; | 2 | Pieces | IDR | 585000 | 1170000 | 2025-09-12 | FIP Engineering | Mochammad Fadhillah Hakim, | FIP Engineering | FIP-DOM-000-11304-OS00001-INA-000000 | PO Closed | GL2509023 | 2025-08-06 | 2025-08-25 | 2025-09-26
121703070-1 | 121703070 - APPROVED | 1 | O-17068-00 | Washing RAR4 - Pincers Jaws 4 Positions 10R Vial Neck d=15.5 HARRISA CIPTARINDO ENGINEERING, CV. P/N : - pc | 14 | Pieces | IDR | 166250 | 2327500 | 2025-09-12 | FIP Engineering | Mochammad Fadhillah Hakim, | FIP Engineering | FIP-DOM-000-11304-OS00001-INA-000000 | PO Closed | GL2509449 | 2025-08-06 | 2025-08-25 | 2025-10-12
121703070-2 | 121703070 - APPROVED | 2 | O-17071-00 | Washing RAR4 - Pincers Jaws for Vial 6mL HARRISA CIPTARINDO ENGINEERING, CV. P/N : - pc | 18 | Pieces | IDR | 151050 | 2718900 | 2025-09-12 | FIP Engineering | Mochammad Fadhillah Hakim, | FIP Engineering | FIP-DOM-000-11304-OS00001-INA-000000 | PO Closed | GL2509449 | 2025-08-06 | 2025-08-25 | 2025-10-12
121703070-3 | 121703070 - APPROVED | 3 | O-20903-00 | Filling VFM100 - Base Plate Loadcell 163.5x28x4mm; Custom/Lokal; -; 1 Pc | 1 | Pieces | IDR | 400000 | 400000 | 2025-09-12 | FIP Engineering | Mochammad Fadhillah Hakim, | FIP Engineering | FIP-DOM-000-11304-OS00001-INA-000000 | PO Closed | GL2509449 | 2025-08-06 | 2025-08-25 | 2025-10-12
121703070-4 | 121703070 - APPROVED | 4 | O-20904-00 | Filling VFM100 - Adapter Loadcell 30x30x4mm; Custom/Lokal; -; 1 Pc | 1 | Pieces | IDR | 400000 | 400000 | 2025-09-12 | FIP Engineering | Mochammad Fadhillah Hakim, | FIP Engineering | FIP-DOM-000-11304-OS00001-INA-000000 | PO Closed | GL2509449 | 2025-08-06 | 2025-08-25 | 2025-10-12
121703070-5 | 121703070 - APPROVED | 5 | O-20905-00 | Filling VFM100 - Dudukan Piringan 30x14x9mm; Custom/Lokal; -; 1 Pc | 1 | Pieces | IDR | 400000 | 400000 | 2025-09-12 | FIP Engineering | Mochammad Fadhillah Hakim, | FIP Engineering | FIP-DOM-000-11304-OS00001-INA-000000 | PO Closed | GL2509449 | 2025-08-06 | 2025-08-25 | 2025-10-12
121703070-6 | 121703070 - APPROVED | 6 | O-20918-00 | cRABS Z064CR - Glove Port Pom White Uk: 227x310x15.25mm; Custom/Lokal; -; 1 Pc | 2 | Pieces | IDR | 4450000 | 8900000 | 2025-09-12 | FIP Engineering | Mochammad Fadhillah Hakim, | FIP Engineering | FIP-DOM-000-11304-OS00001-INA-000000 | PO Closed | GL2509449 | 2025-08-06 | 2025-08-25 | 2025-10-12
121703072-1 | 121703072 - APPROVED | 1 | Q-70137-00 | Pipe Wrench 14 Inch LRPW14; Krisbow; KW0100366; pack size per pcs | 1 | Pieces | IDR | 132600 | 132600 | 2025-09-12 | FIP General | Mochammad Fadhillah Hakim, | FIP Engineering | FIP-DOM-ENG-51404-0000000-INA-000000 | PO Closed | GL2509051 | 2025-08-06 | 2025-09-08 | 2025-10-30
121703073-1 | 121703073 - APPROVED | 1 | O-20626-00 | General - Spare Actuator for type 612 Size DN 10 - DN 20 (Seat Site MG 10); GEMU; 9612 10M 01TS; 1 Pc | 2 | Pieces | IDR | 2700000 | 5400000 | 2025-09-12 | FIP Engineering | Mochammad Fadhillah Hakim, | FIP Engineering | FIP-DOM-000-11304-OS00001-INA-000000 | PO Closed | GL2509455 | 2025-08-06 | 2025-08-25 | 2025-10-12
121703074-1 | 121703074 - APPROVED | 1 | P-20016-00 | General - Mur Baja M14; No Brand; -; 1 pc | 10 | Pieces | IDR | 19500 | 195000 | 2025-09-12 | FIP Engineering | Mochammad Fadhillah Hakim, | FIP Engineering | FIP-DOM-000-11304-OS00001-INA-000000 | PO Closed | GL2509460 | 2025-08-06 | 2025-09-08 | 2025-10-10
121703074-2 | 121703074 - APPROVED | 2 | P-20020-00 | General - Besi UNP 100 x 50 x 3mm; No Brand; -; 1 pc | 6 | Pieces | IDR | 712400 | 4274400 | 2025-09-12 | FIP Engineering | Mochammad Fadhillah Hakim, | FIP Engineering | FIP-DOM-000-11304-OS00001-INA-000000 | PO Closed | GL2509460 | 2025-08-06 | 2025-09-08 | 2025-10-10
121703074-3 | 121703074 - APPROVED | 3 | P-20021-00 | General - Plat Strip 50 x 6 x 6000mm; No Brand; -; 1 pc | 1 | Pieces | IDR | 292500 | 292500 | 2025-09-12 | FIP Engineering | Mochammad Fadhillah Hakim, | FIP Engineering | FIP-DOM-000-11304-OS00001-INA-000000 | PO Closed | GL2509460 | 2025-08-06 | 2025-09-08 | 2025-10-10
121703074-4 | 121703074 - APPROVED | 4 | P-20022-00 | General - Long Drat 14mm x 1meter; No Brand; -; 1 pc | 2 | Pieces | IDR | 27300 | 54600 | 2025-09-12 | FIP Engineering | Mochammad Fadhillah Hakim, | FIP Engineering | FIP-DOM-000-11304-OS00001-INA-000000 | PO Closed | GL2509460 | 2025-08-06 | 2025-09-08 | 2025-10-10
121703076-1 | 121703076 - APPROVED | 1 | O-15592-00 | FILTER ABSOLUTE, CAMFILL - 1ER(GS) - 1PU; DIN EN 1822 : H14; EFFICIENCY: 99,995% MPPS; DIMENSION: 305X457X150; SERIAL NO. 060052-15122 | 1 | Unit | IDR | 20720000 | 20720000 | 2025-09-12 | FIP Engineering | Mochammad Fadhillah Hakim, | FIP Engineering | FIP-DOM-000-11304-OS00001-INA-000000 | PO Closed | GL2509453 | 2025-08-06 | 2025-08-22 | 2025-10-30
121703076-2 | 121703076 - APPROVED | 2 | O-19382-00 | HEPA filter minipleat, size: 457x610x69 Class (EN 1822) : H14 - 99,995% MPPS; Hencolin; ; | 2 | Pieces | IDR | 1250000 | 2500000 | 2025-09-12 | FIP Engineering | Mochammad Fadhillah Hakim, | FIP Engineering | FIP-DOM-000-11304-OS00001-INA-000000 | PO Closed | GL2509454 | 2025-08-06 | 2025-08-22 | 2025-10-12
121703076-3 | 121703076 - APPROVED | 3 | O-19383-00 | HEPA filter minipleat, size: 762x457x69 Class (EN 1822) : H14 - 99,995% MPPS; Hencolin; ; | 2 | Pieces | IDR | 1550000 | 3100000 | 2025-09-12 | FIP Engineering | Mochammad Fadhillah Hakim, | FIP Engineering | FIP-DOM-000-11304-OS00001-INA-000000 | PO Closed | GL2509454 | 2025-08-06 | 2025-08-22 | 2025-11-12
121703076-4 | 121703076 - APPROVED | 4 | O-19391-00 | HEPA filter minipleat, size: 610X305X93 H13; Hencolin; ; | 2 | Pieces | IDR | 1200000 | 2400000 | 2025-09-12 | FIP Engineering | Mochammad Fadhillah Hakim, | FIP Engineering | FIP-DOM-000-11304-OS00001-INA-000000 | PO Closed | GL2509454 | 2025-08-06 | 2025-08-22 | 2025-10-12
121703078-1 | 121703078 - APPROVED | 1 | O-16706-00 | Capping VCM200 - Coupling for Encoder NBK MST 32 - P/N : - pc | 2 | Pieces | IDR | 1350000 | 2700000 | 2025-09-12 | FIP Engineering | Mochammad Fadhillah Hakim, | FIP Engineering | FIP-DOM-000-11304-OS00001-INA-000000 | PO Closed | GL2509033 | 2025-08-06 | 2025-08-25 | 2025-10-12
121703080-1 | 121703080 - APPROVED | 1 | Q-60405-00 | Cat Durogloss DR-2000; Propan; Type Spiders Web 90YY 73/040; 0,9 L/can | 1 | Can | IDR | 95919 | 95919 | 2025-09-12 | FIP General | Mochammad Fadhillah Hakim, | FIP Engineering | FIP-DOM-ENG-51402-0000000-INA-000000 | PO Closed | GL2508024 | 2025-08-06 | 2025-08-13 | 2025-09-30
121703081-1 | 121703081 - APPROVED | 1 | O-20913-00 | General - Air Gripper; SMC; MHZJ2 20DS X43 X81B; 1 Pc | 5 | Pieces | IDR | 6025000 | 30125000 | 2025-09-12 | FIP Engineering | Mochammad Fadhillah Hakim, | FIP Engineering | FIP-DOM-000-11304-OS00001-INA-000000 | PO Closed | GL2508441 | 2025-08-06 | 2025-08-13 | 2025-10-20
121703083-1 | 121703083 - APPROVED | 1 | O-19005-00 | Misumi - Linear Shaft PSFAA8-46-F11-P6-M3-N3; ; ; | 1 | Pieces | IDR | 157962 | 157962 | 2025-09-12 | FIP Engineering | Mochammad Fadhillah Hakim, | FIP Engineering | FIP-DOM-000-11304-OS00001-INA-000000 | PO Closed | GL2508437 | 2025-08-06 | 2025-08-13 | 2025-09-20
121703084-1 | 121703084 - APPROVED | 1 | Q-90767-00 | Cat Weathershield Day Break;Dulux;Type 40544M Day Break;pack size per 20L pail | 2 | Can | IDR | 2960000 | 5920000 | 2025-09-12 | FIP General | Mochammad Fadhillah Hakim, | FIP Engineering | FIP-DOM-ENG-51502-0000000-INA-000000 | PO Closed | GL2509053 | 2025-08-06 | 2025-09-15 | 2025-10-24
121703085-1 | 121703085 - APPROVED | 1 | O-17534-00 | Oring Viton 234x5.3 mm; ; ; | 4 | Pieces | IDR | 235000 | 940000 | 2025-09-12 | FIP Engineering | Mochammad Fadhillah Hakim, | FIP Engineering | FIP-DOM-000-11304-OS00001-INA-000000 | PO Closed | GL2508438 | 2025-08-06 | 2025-08-13 | 2025-09-20
121703086-1 | 121703086 - APPROVED | 1 | P-18160-00 | Kunci pas ring set; ; ; | 3 | Set | IDR | 400000 | 1200000 | 2025-09-12 | FIP General | Mochammad Fadhillah Hakim, | FIP Engineering | FIP-DOM-ENG-51404-0000000-INA-000000 | PO Closed | GL2508426 | 2025-08-06 | 2025-08-13 | 2025-09-12
121703086-2 | 121703086 - APPROVED | 2 | P-18171-00 | Kunci pas ring 24 mm; ; ; | 2 | Pieces | IDR | 85500 | 171000 | 2025-09-12 | FIP General | Mochammad Fadhillah Hakim, | FIP Engineering | FIP-DOM-ENG-51404-0000000-INA-000000 | PO Closed | GL2508426 | 2025-08-06 | 2025-08-13 | 2025-09-12
121703087-1 | 121703087 - APPROVED | 1 | Q-12077-00 | Piston Valve; Toto; S302; pc | 1 | Pieces | IDR | 325000 | 325000 | 2025-09-12 | FIP General | Mochammad Fadhillah Hakim, | FIP Engineering | FIP-DOM-ENG-51502-0000000-INA-000000 | PO Closed | GL2508058 | 2025-08-06 | 2025-08-12 | 2025-09-12
121703088-1 | 121703088 - APPROVED | 1 | Q-60113-00 | Cat Ambiance Base; Dulux; Type T914A Grey Universal; 20L/pail | 2 | Pail | IDR | 2620000 | 5240000 | 2025-09-12 | FIP General | Mochammad Fadhillah Hakim, | FIP Engineering | FIP-DOM-ENG-51502-0000000-INA-000000 | PO Closed | GL2511002 | 2025-08-06 | 2025-10-14 | 2025-11-20
121703089-1 | 121703089 - APPROVED | 1 | Q-70149-00 | Jangka Sorong Digital / Digital Caliper; Mitutoyo; CN: 500-197-30; pc | 1 | Pieces | IDR | 3150000 | 3150000 | 2025-09-12 | FIP General | Mochammad Fadhillah Hakim, | FIP Engineering | FIP-DOM-ENG-51404-0000000-INA-000000 | PO Closed | GL2508056 | 2025-08-06 | 2025-08-12 | 2025-09-26
121703089-2 | 121703089 - APPROVED | 2 | Q-70167-00 | Kunci L Bintang / Torx Key Uk. 10 mm; Tekiro; HK-TL1221; pc | 1 | Pieces | IDR | 17500 | 17500 | 2025-09-12 | FIP General | Mochammad Fadhillah Hakim, | FIP Engineering | FIP-DOM-ENG-51404-0000000-INA-000000 | PO Closed | GL2508058 | 2025-08-06 | 2025-08-12 | 2025-09-12
121703089-3 | 121703089 - APPROVED | 3 | Q-70168-00 | Adjustable Wrench / Kunci Inggris Uk. 12 Inch; Krisbow; KW0101965; pc | 1 | Pieces | IDR | 235000 | 235000 | 2025-09-12 | FIP General | Mochammad Fadhillah Hakim, | FIP Engineering | FIP-DOM-ENG-51404-0000000-INA-000000 | PO Closed | GL2508056 | 2025-08-06 | 2025-08-12 | 2025-09-26
121703089-5 | 121703089 - APPROVED | 5 | Q-70170-00 | Kunci L Uk. 1,5 mm; Tekiro; HK-LO1164; pc | 3 | Pieces | IDR | 14500 | 43500 | 2025-09-12 | FIP General | Mochammad Fadhillah Hakim, | FIP Engineering | FIP-DOM-ENG-51404-0000000-INA-000000 | PO Closed | GL2508058 | 2025-08-06 | 2025-08-12 | 2025-09-12
121703089-6 | 121703089 - APPROVED | 6 | Q-70171-00 | Kunci L Uk 2 mm; Tekiro; HK-LO1165; pc | 1 | Pieces | IDR | 14500 | 14500 | 2025-09-12 | FIP General | Mochammad Fadhillah Hakim, | FIP Engineering | FIP-DOM-ENG-51404-0000000-INA-000000 | PO Closed | GL2508058 | 2025-08-06 | 2025-08-12 | 2025-09-12
121703089-7 | 121703089 - APPROVED | 7 | Q-70172-00 | Kunci L uk. 3 mm; Tekiro; HK-LO1166; pc | 1 | Pieces | IDR | 14500 | 14500 | 2025-09-12 | FIP General | Mochammad Fadhillah Hakim, | FIP Engineering | FIP-DOM-ENG-51404-0000000-INA-000000 | PO Closed | GL2508058 | 2025-08-06 | 2025-08-12 | 2025-09-12
121703089-8 | 121703089 - APPROVED | 8 | Q-70173-00 | Kunci L Bintang / Torx Key Uk. 20 mm; Tekiro; HK-TL1223; pc | 1 | Pieces | IDR | 17500 | 17500 | 2025-09-12 | FIP General | Mochammad Fadhillah Hakim, | FIP Engineering | FIP-DOM-ENG-51404-0000000-INA-000000 | PO Closed | GL2508058 | 2025-08-06 | 2025-08-12 | 2025-09-12
121703089-9 | 121703089 - APPROVED | 9 | Q-70174-00 | Kunci L Bintang / Torx Key Uk. 25 mm; Tekiro; HK-TL1224; pc | 1 | Pieces | IDR | 19500 | 19500 | 2025-09-12 | FIP General | Mochammad Fadhillah Hakim, | FIP Engineering | FIP-DOM-ENG-51404-0000000-INA-000000 | PO Closed | GL2508058 | 2025-08-06 | 2025-08-12 | 2025-09-12
121703089-10 | 121703089 - APPROVED | 10 | Q-70175-00 | Kunci L Bintang / Torx Key Uk. 50 mm; Tekiro; HK-TL1228; pc | 1 | Pieces | IDR | 39500 | 39500 | 2025-09-12 | FIP General | Mochammad Fadhillah Hakim, | FIP Engineering | FIP-DOM-ENG-51404-0000000-INA-000000 | PO Closed | GL2508058 | 2025-08-06 | 2025-08-12 | 2025-09-12
121703089-11 | 121703089 - APPROVED | 11 | Q-70176-00 | Kunci Pas No 21 & 23; Tekiro; WR-OE0086; pc | 1 | Pieces | IDR | 78500 | 78500 | 2025-09-12 | FIP General | Mochammad Fadhillah Hakim, | FIP Engineering | FIP-DOM-ENG-51404-0000000-INA-000000 | PO Closed | GL2508058 | 2025-08-06 | 2025-08-12 | 2025-09-12
121703089-12 | 121703089 - APPROVED | 12 | Q-70178-00 | Tang Potong Uk. 5 Inch; SATA; CN: 05522; pc | 3 | Pieces | IDR | 100000 | 300000 | 2025-09-12 | FIP General | Mochammad Fadhillah Hakim, | FIP Engineering | FIP-DOM-ENG-51404-0000000-INA-000000 | PO Closed | GL2508058 | 2025-08-06 | 2025-08-12 | 2025-09-12
121703090-1 | 121703090 - APPROVED | 1 | Q-70181-00 | Obeng Listrik Presisi / Insulation Precision Screwdriver; Tekiro; SD-IP0930; 6 pc/set | 1 | Set | IDR | 125000 | 125000 | 2025-09-12 | FIP General | Mochammad Fadhillah Hakim, | FIP Engineering | FIP-DOM-ENG-51404-0000000-INA-000000 | PO Closed | GL2508058 | 2025-08-06 | 2025-08-08 | 2025-09-12
121703090-2 | 121703090 - APPROVED | 2 | Q-70184-00 | Obeng Listrik / Insulated Screwdriver Plus 2x100mm PH2; SATA; 61223; pc | 6 | Pieces | IDR | 110000 | 660000 | 2025-09-12 | FIP General | Mochammad Fadhillah Hakim, | FIP Engineering | FIP-DOM-ENG-51404-0000000-INA-000000 | PO Closed | GL2508058 | 2025-08-06 | 2025-08-08 | 2025-09-12
121703091-1 | 121703091 - APPROVED | 1 | Q-70091-00 | 125mm/5 Inch Diagonal Pro-TorQ Cutter; Kennedy; KEN5582020K; pack size per pcs | 2 | Pieces | IDR | 305000 | 610000 | 2025-09-12 | FIP General | Mochammad Fadhillah Hakim, | FIP Engineering | FIP-DOM-ENG-51404-0000000-INA-000000 | PO Closed | GL2508061 | 2025-08-07 | 2025-08-08 | 2025-09-22
121703097-1 | 121703097 - APPROVED | 1 | O-20897-00 | Capping VCM200 - Oring Silicone 2.5 x 30.50 x 30.50; Custom/Lokal; -; 1 Pc | 10 | Pieces | IDR | 35000 | 350000 | 2025-09-12 | FIP Engineering | Mochammad Fadhillah Hakim, | FIP Engineering | FIP-DOM-000-11304-OS00001-INA-000000 | PO Closed | GL2508436 | 2025-08-07 | 2025-08-08 | 2025-09-20
121703099-1 | 121703099 - APPROVED | 1 | S-60002-00 | Jasa Perbaikan dan Pemeliharaan Mesin Utility - Perbaikan PC Mixing | 1 | Lot | IDR | 116969375 | 116969375 | 2025-09-12 | FIP General | Mochammad Fadhillah Hakim, | FIP Engineering | FIP-DOM-ENG-51508-0000000-INA-000000 | PO Closed | GL2508054 | 2025-08-07 | 2025-08-07 | 2025-11-25
121703104-1 | 121703104 - APPROVED | 1 | S-60050-00 | Jasa Perbaikan dan Pemeliharaan Mesin Produksi; ; ; - Remote FD tabungan 20 jam (Sudah terpakai 4 jam) | 1 | Pieces | USD | 52531200 | 52531200 | 2025-08-13 | FIP General | Mochammad Fadhillah Hakim, | FIP Engineering | FIP-DOM-ENG-51504-0000000-INA-000000 | PO Closed | GL2508045 | 2025-08-11 | 2025-08-12 | 2025-09-13
121703105-1 | 121703105 - APPROVED | 1 | O-20289-00 | Capping Machine - LACI PART & TUTUP SAMPING LEMARI (Plat SS304 Uk. 0.8 dan 1.2); Custom/Lokal; -; 1 Unit | 1 | Unit | IDR | 13150000 | 13150000 | 2025-09-12 | FIP Engineering | Mochammad Fadhillah Hakim, | FIP Engineering | FIP-DOM-000-11304-OS00001-INA-000000 | PO Closed | GL2509456 | 2025-08-12 | 2025-08-25 | 2025-10-20
121703106-1 | 121703106 - APPROVED | 1 | T-80635-00 | Kertas HVS Putih A4 70 gram; | 10 | Rim | IDR | 33000 | 330000 | 2025-09-12 | FIP General | Mochammad Fadhillah Hakim, | FIP Engineering | FIP-DOM-ENG-51411-0000000-INA-000000 | PO Closed | GL2509017 | 2025-08-12 | 2025-08-12 | 2025-09-19
121703111-1 | 121703111 - APPROVED | 1 | T-20118-00 | FILTER INSERT ASSY; Waters; P/N WAT088084; 1 pc | 2 | Pieces | USD | 365021 | 730043 | 2025-09-12 | FIP General | Mochammad Fadhillah Hakim, | FIP Engineering | FIP-DOM-ENG-51505-0000000-INA-000000 | PO Closed | GL2508431 | 2025-08-13 | 2025-08-15 | 2025-09-12
121703112-1 | 121703112 - APPROVED | 1 | T-22174-00 | AHM Board MT 50; Sotax; 3003482; unt | 1 | Unit | IDR | 44200000 | 44200000 | 2025-08-22 | FIP General | Mochammad Fadhillah Hakim, | FIP Engineering | FIP-DOM-ENG-51502-0000000-INA-000000 | PO Closed | GL2508038 | 2025-08-13 | 2025-08-13 | 2025-08-22
121703114-1 | 121703114 - APPROVED | 1 | P-15429-00 | Fedegari FVA2/A1 S/N : NB2964AT - Cover Seal FVM-A/2 FOB2 (Code: PP600265); ; ; | 2 | Unit | IDR | 6837000 | 13674000 | 2025-10-17 | FIP Engineering | Mochammad Fadhillah Hakim, | FIP Engineering | FIP-DOM-000-11304-OS00001-INA-000000 | PO Closed | GL2508044 | 2025-08-14 | 2025-08-18 | 2025-10-17
121703115-1 | 121703115 - APPROVED | 1 | S-40586-00 | Container Box; Claris; ; | 5 | Pieces | IDR | 275000 | 1375000 | 2025-09-19 | FIP General | Mochammad Fadhillah Hakim, | FIP Engineering | FIP-DOM-ENG-51404-0000000-INA-000000 | PO Closed | GL2509028 | 2025-08-15 | 2025-08-15 | 2025-09-24
121703119-1 | 121703119 - APPROVED | 1 | S-46525-00 | Jolly Box ; JX-3 No. 300; Lion Star; ; | 250 | Pieces | IDR | 44850 | 11212500 | 2025-09-19 | FIP General | Mochammad Fadhillah Hakim, | FIP Engineering | FIP-DOM-ENG-51404-0000000-INA-000000 | PO Closed | GL2509028 | 2025-08-18 | 2025-08-20 | 2025-09-24
121703122-1 | 121703122 - APPROVED | 1 | T-20105-00 | 900 Resin Bed for TOC Sievers; ; ; | 1 | Pieces | IDR | 16777000 | 16777000 | 2025-10-24 | FIP General | Mochammad Fadhillah Hakim, | FIP Engineering | FIP-DOM-ENG-51505-0000000-INA-000000 | PO Closed | GL2509442 | 2025-08-18 | 2025-08-20 | 2025-10-24
121703122-2 | 121703122 - APPROVED | 2 | T-20113-00 | 900 UV lamp; Sievers; P/N CARK35010-01; 1 pc | 1 | Pieces | IDR | 14896000 | 14896000 | 2025-10-24 | FIP General | Mochammad Fadhillah Hakim, | FIP Engineering | FIP-DOM-ENG-51505-0000000-INA-000000 | PO Closed | GL2509442 | 2025-08-18 | 2025-08-20 | 2025-10-24
121703122-3 | 121703122 - APPROVED | 3 | T-20112-00 | 900 Sample pump tubing; Sievers; P/N CATU 96200; 1 pc | 1 | Pieces | IDR | 3586250 | 3586250 | 2025-10-24 | FIP General | Mochammad Fadhillah Hakim, | FIP Engineering | FIP-DOM-ENG-51505-0000000-INA-000000 | PO Closed | GL2509442 | 2025-08-18 | 2025-08-20 | 2025-10-24
121703123-1 | 121703123 - APPROVED | 1 | Q-70169-00 | Kunci L Hex Key Stubby Uk. 1,5 - 10 mm; Tekiro; HK-ST1210 ; 9 pc/set | 1 | Set | IDR | 225000 | 225000 | 2025-09-19 | FIP General | Mochammad Fadhillah Hakim, | FIP Engineering | FIP-DOM-ENG-51404-0000000-INA-000000 | PO Closed | GL2509029 | 2025-08-18 | 2025-08-20 | 2025-09-25
121703127-1 | 121703127 - APPROVED | 1 | P-50495-00 | Relay / RXM 2AB2P7 / 230 V / 50-60 Hz / 12 A / 250 VAC | 5 | Pieces | IDR | 100000 | 500000 | 2025-09-19 | FIP Engineering | Mochammad Fadhillah Hakim, | FIP Engineering | FIP-DOM-000-11304-OS00001-INA-000000 | PO Closed | GL2509023 | 2025-08-19 | 2025-08-20 | 2025-09-26
121703130-1 | 121703130 - APPROVED | 1 | O-16752-00 | Marchesini FB220-PN. 7301604 MODULE,E.DOT+, 0,35MM NOZZLE Nordson; Nordson; ; | 1 | Pieces | IDR | 37261300 | 37261300 | 2025-08-22 | FIP Engineering | Mochammad Fadhillah Hakim, | FIP Engineering | FIP-DOM-000-11304-OS00001-INA-000000 | PO Closed | GL2509452 | 2025-08-19 | 2025-08-21 | 2025-10-22
121703131-1 | 121703131 - APPROVED | 1 | S-60002-00 | Jasa Perbaikan dan Pemeliharaan Mesin Utility - Penggantian BIBO | 1 | Lot | IDR | 27000000 | 27000000 | 2025-08-29 | FIP General | Mochammad Fadhillah Hakim, | FIP Engineering | FIP-DOM-ENG-51508-0000000-INA-000000 | PO Closed | GL2509007 | 2025-08-19 | 2025-08-20 | 2025-10-20
121703132-1 | 121703132 - APPROVED | 1 | P-50562-00 | Socket Relay PF083A-E; Omron; PF083A; 1 pieces | 5 | Pieces | IDR | 21000 | 105000 | 2025-09-26 | FIP Engineering | Mochammad Fadhillah Hakim, | FIP Engineering | FIP-DOM-000-11304-OS00001-INA-000000 | PO Closed | GL2509010 | 2025-08-20 | 2025-08-20 | 2025-09-26
121703132-2 | 121703132 - APPROVED | 2 | P-50633-00 | General - Timer AC100-240/DC100-125; Omron ; H3CR - A8; 1 pc | 5 | Pieces | IDR | 198000 | 990000 | 2025-09-26 | FIP Engineering | Mochammad Fadhillah Hakim, | FIP Engineering | FIP-DOM-000-11304-OS00001-INA-000000 | PO Closed | GL2509010 | 2025-08-20 | 2025-08-20 | 2025-09-26
121703133-1 | 121703133 - APPROVED | 1 | T-12301-00 | USB HUB 4 Port 3.0.2.0 High Speed Power Adapter OTG - CHM 2.0 0,5m; Vention; ; | 2 | Pieces | IDR | 137200 | 274400 | 2025-09-26 | FIP General | Mochammad Fadhillah Hakim, | FIP Engineering | FIP-DOM-ENG-51502-0000000-INA-000000 | PO Closed | GL2509045 | 2025-08-20 | 2025-08-21 | 2025-10-07
121703134-1 | 121703134 - APPROVED | 1 | P-11169-00 | General - Push-in Fitting, QS-1/4-6; Festo; 153003; 1 pcs | 10 | Pieces | IDR | 29414 | 294140 | 2025-09-26 | FIP Engineering | Mochammad Fadhillah Hakim, | FIP Engineering | FIP-DOM-000-11304-OS00001-INA-000000 | PO Closed | GL2509447 | 2025-08-20 | 2025-08-20 | 2025-09-26
121703135-1 | 121703135 - APPROVED | 1 | P-51793-00 | Junction Box 20x30x15 cm; ; ; | 1 | Pieces | IDR | 198000 | 198000 | 2025-09-26 | FIP General | Mochammad Fadhillah Hakim, | FIP Engineering | FIP-DOM-ENG-51404-0000000-INA-000000 | PO Closed | GL2509023 | 2025-08-20 | 2025-08-20 | 2025-09-26
121703136-1 | 121703136 - APPROVED | 1 | P-15002-00 | Room Air Temp. & RH Sensor, P/N. QFA2060D; ; ; | 2 | Unit | IDR | 5840000 | 11680000 | 2025-10-24 | FIP Engineering | Mochammad Fadhillah Hakim, | FIP Engineering | FIP-DOM-000-11304-OS00001-INA-000000 | PO Closed | GL2509023 | 2025-08-20 | 2025-08-20 | 2025-10-24
121703137-1 | 121703137 - APPROVED | 1 | P-54354-00 | General - UX52 Variable Speed Controller 90W; Houle; -; 1 pc | 2 | Pieces | IDR | 500000 | 1000000 | 2025-09-26 | FIP Engineering | Mochammad Fadhillah Hakim, | FIP Engineering | FIP-DOM-000-11304-OS00001-INA-000000 | PO Closed | GL2509023 | 2025-08-20 | 2025-08-21 | 2025-09-26
121703138-1 | 121703138 - APPROVED | 1 | P-50426-00 | Pilot Lamps / Green / 220 VAC / AD22-22DS / AXLE | 5 | Pieces | IDR | 11100 | 55500 | 2025-09-26 | FIP Engineering | Mochammad Fadhillah Hakim, | FIP Engineering | FIP-DOM-000-11304-OS00001-INA-000000 | PO Closed | GL2509021 | 2025-08-20 | 2025-08-20 | 2025-09-26
121703139-1 | 121703139 - APPROVED | 1 | S-60002-00 | Jasa Perbaikan dan Pemeliharaan Mesin Utility - Perbaikan Forklift | 1 | Lot | IDR | 9100000 | 9100000 | 2025-09-26 | FIP General | Mochammad Fadhillah Hakim, | FIP Engineering | FIP-DOM-ENG-51508-0000000-INA-000000 | PO Closed |  | 2025-08-20 | 2025-08-20 | 2025-09-26
121703146-1 | 121703146 - APPROVED | 1 | P-54349-00 | General - Threaded 3 Port Valve; Siemens; VXG44.32-16; 1 pc | 2 | Pieces | IDR | 5250000 | 10500000 | 2025-09-26 | FIP Engineering | Mochammad Fadhillah Hakim, | FIP Engineering | FIP-DOM-000-11304-OS00001-INA-000000 | PO Closed | GL2509049 | 2025-08-21 | 2025-09-08 | 2025-10-20
121703149-1 | 121703149 - APPROVED | 1 | T-20725-00 | Performance Plus Check Valve Housing; Waters; 700002332; | 2 | Pack | USD | 4669056 | 9338112 | 2025-10-24 | FIP General | Mochammad Fadhillah Hakim, | FIP Engineering | FIP-DOM-ENG-51505-0000000-INA-000000 | PO Closed | GL2508062 | 2025-08-21 | 2025-08-22 | 2025-10-24
121703150-1 | 121703150 - APPROVED | 1 | P-20129-00 | General - Hygrothermo Transducer, 907021/161-2-34-005/000, Output 4...20mA, 2 Wire, 0-100%, 0-50DegC; Jumo; JU.90.7021.050; 1 pc | 2 | Pieces | IDR | 5000000 | 10000000 | 2025-09-26 | FIP Engineering | Mochammad Fadhillah Hakim, | FIP Engineering | FIP-DOM-000-11304-OS00001-INA-000000 | PO Closed | GL2509022 | 2025-08-21 | 2025-08-22 | 2026-01-05
121703157-1 | 121703157 - APPROVED | 1 | O-53398-00 | Mixing Tank Adam - Cable VP8-ST/35m; Mettler Toledo; 52300359; 1 Pc | 1 | Pieces | IDR | 14389650 | 14389650 | 2025-10-24 | FIP Engineering | Mochammad Fadhillah Hakim, | FIP Engineering | FIP-DOM-000-11304-OS00001-INA-000000 | PO Closed | GL2508066 | 2025-08-22 | 2025-08-25 | 2025-10-24
121703158-1 | 121703158 - APPROVED | 1 | O-19822-00 | Flexible Front End 916 - (125.0 - 125.0) | 1 | Pieces | EUR | 17677614 | 17677614 | 2025-10-24 | FIP Engineering | Mochammad Fadhillah Hakim, | FIP Engineering | FIP-DOM-000-11304-OS00001-INA-000000 | PO Closed | GL2509052 | 2025-08-22 | 2025-08-25 | 2025-12-24
121703159-1 | 121703159 - APPROVED | 1 | O-20895-00 | Isolator - Pneumatic Gasket Front Door DICHT.PNEU. 1784X0724 MVQ; SKAN; 1015746; 1 Pc | 1 | Pieces | IDR | 22484400 | 22484400 | 2025-10-24 | FIP Engineering | Mochammad Fadhillah Hakim, | FIP Engineering | FIP-DOM-000-11304-OS00001-INA-000000 | PO Closed | GL2509034 | 2025-08-22 | 2025-08-25 | 2025-11-24
121703159-2 | 121703159 - APPROVED | 2 | O-20896-00 | Isolator - Silicon Tube Pump 913.A016.016; SKAN; 1002902; 1 Pc | 3 | Pieces | IDR | 516600 | 1549800 | 2025-10-24 | FIP Engineering | Mochammad Fadhillah Hakim, | FIP Engineering | FIP-DOM-000-11304-OS00001-INA-000000 | PO Closed | GL2509034 | 2025-08-22 | 2025-08-25 | 2025-11-24
121703159-3 | 121703159 - APPROVED | 3 | O-20910-00 | Isolator Machine - Pneumatic Gasket Transfer Door (Left + Right) DICHT.PNEU. 1784X0724 MVQ; SKAN; 1015668; 1 Pc | 1 | Pieces | IDR | 22116973 | 22116973 | 2025-10-24 | FIP Engineering | Mochammad Fadhillah Hakim, | FIP Engineering | FIP-DOM-000-11304-OS00001-INA-000000 | PO Closed | GL2509034 | 2025-08-22 | 2025-08-25 | 2025-11-24
121703160-1 | 121703160 - APPROVED | 1 | P-12029-00 | Chemical - NIKKO steel Type: NS-stain clean = 1kg (stainless steel pickling gel) | 5 | Pieces | IDR | 200000 | 1000000 | 2025-08-24 | FIP Engineering | Mochammad Fadhillah Hakim, | FIP Engineering | FIP-DOM-000-11304-OS00001-INA-000000 | PO Closed | GL2509021 | 2025-08-22 | 2025-08-22 | 2025-09-26
121703161-1 | 121703161 - APPROVED | 1 | T-20002-00 | Jasa Perbaikan Alat Lab - TAP untuk HPLC 4 Unit | 1 | Pieces | IDR | 241360028 | 241360028 | 2025-11-28 | FIP General | Mochammad Fadhillah Hakim, | FIP Engineering | FIP-DOM-ENG-51505-0000000-INA-000000 | PO Closed | GL2509054 | 2025-08-22 | 2025-09-15 | 2026-10-30
121703163-1 | 121703163 - APPROVED | 1 | R-20023-00 | Machine Change Parts; ; ; - Additional Cable Length | 1 | Unit | EUR | 171679670 | 171679670 | 2025-10-31 | FIP General | Mochammad Fadhillah Hakim, | FIP Engineering | FIP-DOM-PRJ-13404-MC25005-INA-000000 | PO Closed | GL2509025 | 2025-08-25 | 2025-09-02 | 2025-10-31
121703163-2 | 121703163 - APPROVED | 2 | R-20023-00 | Machine Change Parts; ; ; - Hardware Upgrade | 1 | Unit | EUR | 13526277 | 13526277 | 2025-10-31 | FIP General | Mochammad Fadhillah Hakim, | FIP Engineering | FIP-DOM-PRJ-13404-MC25005-INA-000000 | PO Closed | GL2509025 | 2025-08-25 | 2025-09-02 | 2025-10-31
121703163-3 | 121703163 - APPROVED | 3 | R-20023-00 | Machine Change Parts; ; ; - Software Upgrade | 1 | Unit | EUR | 149198998 | 149198998 | 2025-10-31 | FIP General | Mochammad Fadhillah Hakim, | FIP Engineering | FIP-DOM-PRJ-13404-MC25005-INA-000000 | PO Closed | GL2509025 | 2025-08-25 | 2025-09-02 | 2025-10-31
121703173-1 | 121703173 - APPROVED | 1 | T-20002-00 | Jasa Perbaikan Alat Lab - Perbaikan Waterbath | 1 | Pieces | IDR | 4200000 | 4200000 | 2025-10-03 | FIP General | Mochammad Fadhillah Hakim, | FIP Engineering | FIP-DOM-ENG-51505-0000000-INA-000000 | PO Closed | GL2509057 | 2025-08-28 | 2025-09-15 | 2025-10-24
121703174-1 | 121703174 - APPROVED | 1 | O-20983-00 | Bio Safety Cabinet - Cover Timbangan Presision Balance 3x167x237, Mat. Acrylic; Custom/Lokal; -; 1 Pc | 1 | Pieces | IDR | 3550000 | 3550000 | 2025-10-03 | FIP Engineering | Mochammad Fadhillah Hakim, | FIP Engineering | FIP-DOM-000-11304-OS00001-INA-000000 | PO Closed | GL2510002 | 2025-08-28 | 2025-09-08 | 2025-11-10
121703178-1 | 121703178 - APPROVED | 1 | P-11182-00 | General - Push-in Connector, QS-6; Festo; 153032; 1 pcs | 10 | Pieces | IDR | 44049 | 440490 | 2025-10-03 | FIP Engineering | Mochammad Fadhillah Hakim, | FIP Engineering | FIP-DOM-000-11304-OS00001-INA-000000 | PO Closed | GL2509447 | 2025-09-01 | 2025-09-08 | 2025-10-03
121703179-1 | 121703179 - APPROVED | 1 | P-54402-00 | General - Thermocouple TW-N (PT100), Dia.: 6.4*30L*2M*PT1/8; Autonics; A04209; 1 pc | 6 | Pieces | IDR | 306200 | 1837200 | 2025-09-25 | FIP Engineering | Mochammad Fadhillah Hakim, | FIP Engineering | FIP-DOM-000-11304-OS00001-INA-000000 | PO Closed | GL2509032 | 2025-09-01 | 2025-09-08 | 2025-09-25
121703180-1 | 121703180 - APPROVED | 1 | P-15862-00 | PAPER RECORD YOKOGAWA; FOLDING CHART B9565AW | 15 | Pieces | IDR | 230000 | 3450000 | 2025-09-26 | FIP Engineering | Mochammad Fadhillah Hakim, | FIP Engineering | FIP-DOM-000-11304-OS00001-INA-000000 | PO Closed | GL2509037 | 2025-09-01 | 2025-09-08 | 2025-09-26
121703183-1 | 121703183 - APPROVED | 1 | O-52277-00 | Chin Yen CY-1300S-N - Label Sensor; SICK; Part No. WF2-40B410; | 2 | Pieces | IDR | 3195000 | 6390000 | 2025-10-03 | FIP Engineering | Mochammad Fadhillah Hakim, | FIP Engineering | FIP-DOM-000-11304-OS00001-INA-000000 | PO Closed | GL2510466 | 2025-09-02 | 2025-09-11 | 2025-11-03
121703186-1 | 121703186 - APPROVED | 1 | Q-12060-00 | Polyurethane (PU) Foam Sealent Spray; No Brand; LX-100; pack size 750 ml per botol | 50 | Botol | IDR | 68500 | 3425000 | 2025-09-25 | FIP Engineering | Mochammad Fadhillah Hakim, | FIP Engineering | FIP-DOM-000-11304-OS00001-INA-000000 | PO Closed | GL2509029 | 2025-09-02 | 2025-09-08 | 2025-09-25
121703198-1 | 121703198 - APPROVED | 1 | P-10564-00 | Bearing 6000 2RS H SKF | 30 | Pieces | IDR | 26940 | 808200 | 2025-10-10 | FIP Engineering | Mochammad Fadhillah Hakim, | FIP Engineering | FIP-DOM-000-11304-OS00001-INA-000000 | PO Closed | GL2509457 | 2025-09-09 | 2025-09-10 | 2025-10-10
121703199-1 | 121703199 - APPROVED | 1 | O-15489-00 | SPA 1120 Brand : Optibelt / Bando Merah; Optibelt; ; | 5 | Pieces | IDR | 117400 | 587000 | 2025-10-10 | FIP Engineering | Mochammad Fadhillah Hakim, | FIP Engineering | FIP-DOM-000-11304-OS00001-INA-000000 | PO Closed | GL2510463 | 2025-09-09 | 2025-09-10 | 2025-11-03
121703200-1 | 121703200 - APPROVED | 1 | P-52501-00 | OMRON - TIMER H3CR- A8 220 VAC; ; ; | 1 | Pieces | IDR | 171000 | 171000 | 2025-10-10 | FIP Engineering | Mochammad Fadhillah Hakim, | FIP Engineering | FIP-DOM-000-11304-OS00001-INA-000000 | PO Closed | GL2509006 | 2025-09-09 | 2025-09-10 | 2025-10-10
121703201-1 | 121703201 - APPROVED | 1 | O-51307-00 | Selector Switch 22mm On-Off XPB22-22A Fort; ; ; | 1 | Pieces | IDR | 27500 | 27500 | 2025-10-10 | FIP General | Mochammad Fadhillah Hakim, | FIP Engineering | FIP-DOM-ENG-51404-0000000-INA-000000 | PO Closed | GL2510464 | 2025-09-09 | 2025-09-10 | 2025-11-05
121703202-1 | 121703202 - APPROVED | 1 | P-50140-00 | General - Accu NP9-12, Baterai Kering, 12 V, 9 Ah; Yuasa; -; 1 pcs | 10 | Pieces | IDR | 600000 | 6000000 | 2025-10-10 | FIP Engineering | Mochammad Fadhillah Hakim, | FIP Engineering | FIP-DOM-000-11304-OS00001-INA-000000 | PO Closed | GL2509023 | 2025-09-09 | 2025-09-10 | 2025-10-10
121703202-2 | 121703202 - APPROVED | 2 | P-52119-00 | General - Accu 6FM40, Baterai Kering, 12 V, 40 Ah; Vision; -; 1 pcs | 10 | Pieces | IDR | 1300000 | 13000000 | 2025-09-11 | FIP Engineering | Mochammad Fadhillah Hakim, | FIP Engineering | FIP-DOM-000-11304-OS00001-INA-000000 | PO Closed | GL2509047 | 2025-09-09 | 2025-09-10 | 2025-10-15
121703203-1 | 121703203 - APPROVED | 1 | Q-10650-00 | Aquaproof Abu-Abu @4 Kg; ; ; | 5 | Can | IDR | 243000 | 1215000 | 2025-10-10 | FIP Engineering | Mochammad Fadhillah Hakim, | FIP Engineering | FIP-DOM-000-11304-OS00001-INA-000000 | PO Closed | GL2509053 | 2025-09-09 | 2025-09-10 | 2025-10-24
121703204-1 | 121703204 - APPROVED | 1 | T-20725-00 | Performance Plus Check Valve Housing; Waters; 700002332; | 3 | Pack | USD | 4706208 | 14118624 | 2025-10-10 | FIP General | Mochammad Fadhillah Hakim, | FIP Engineering | FIP-DOM-ENG-51505-0000000-INA-000000 | PO Closed | GL2510491 | 2025-09-09 | 2025-09-15 | 2025-11-28
121703205-1 | 121703205 - APPROVED | 1 | P-20131-00 | General - Kaca Las Bening; No Brand; -; 1 pc | 2 | Pieces | IDR | 5000 | 10000 | 2025-10-10 | FIP Engineering | Mochammad Fadhillah Hakim, | FIP Engineering | FIP-DOM-000-11304-OS00001-INA-000000 | PO Closed | GL2509460 | 2025-09-09 | 2025-09-10 | 2025-10-10
121703205-2 | 121703205 - APPROVED | 2 | P-54357-00 | General - Battery Rechargeable 6V 6000mAh; NI-MH Battery; -; 1 pc | 10 | Pieces | IDR | 150000 | 1500000 | 2025-10-10 | FIP Engineering | Mochammad Fadhillah Hakim, | FIP Engineering | FIP-DOM-000-11304-OS00001-INA-000000 | PO Closed | GL2509460 | 2025-09-09 | 2025-09-10 | 2025-10-10
121703206-1 | 121703206 - APPROVED | 1 | J-10205-02 | Chlorine Test; Merck; c/n 1.14978.0001; 600 tests/pack | 1 | Pack | IDR | 4500000 | 4500000 | 2025-12-12 | FIP General | Mochammad Fadhillah Hakim, | FIP Engineering | FIP-DOM-ENG-51505-0000000-INA-000000 | PO Closed | GL2509504 | 2025-09-10 | 2025-09-10 | 2025-12-15
121703208-1 | 121703208 - APPROVED | 1 | P-10604-00 | Bearing 6203 2Z SKF | 10 | Pieces | IDR | 36500 | 365000 | 2025-10-10 | FIP Engineering | Mochammad Fadhillah Hakim, | FIP Engineering | FIP-DOM-000-11304-OS00001-INA-000000 | PO Closed | GL2509457 | 2025-09-10 | 2025-09-10 | 2025-10-10
121703208-2 | 121703208 - APPROVED | 2 | P-13365-00 | Cutting Wheel 14" nippon resibon; ; ; | 5 | Pieces | IDR | 67500 | 337500 | 2025-10-10 | FIP Engineering | Mochammad Fadhillah Hakim, | FIP Engineering | FIP-DOM-000-11304-OS00001-INA-000000 | PO Closed | GL2509460 | 2025-09-10 | 2025-09-10 | 2025-10-10
121703208-3 | 121703208 - APPROVED | 3 | P-50430-00 | Pilot Lamps / Red / 24 VDC / AD22-221DSI / AXLE | 5 | Pieces | IDR | 70000 | 350000 | 2025-10-10 | FIP Engineering | Mochammad Fadhillah Hakim, | FIP Engineering | FIP-DOM-000-11304-OS00001-INA-000000 | PO Closed | GL2509458 | 2025-09-10 | 2025-09-10 | 2025-10-24
121703208-4 | 121703208 - APPROVED | 4 | P-50495-00 | Relay / RXM 2AB2P7 / 230 V / 50-60 Hz / 12 A / 250 VAC | 10 | Pieces | IDR | 100000 | 1000000 | 2025-10-10 | FIP Engineering | Mochammad Fadhillah Hakim, | FIP Engineering | FIP-DOM-000-11304-OS00001-INA-000000 | PO Closed | GL2509460 | 2025-09-10 | 2025-09-10 | 2025-10-10
121703208-5 | 121703208 - APPROVED | 5 | P-50781-00 | Battery 12V 18AH merk LONG | 3 | Pieces | IDR | 735000 | 2205000 | 2025-10-10 | FIP Engineering | Mochammad Fadhillah Hakim, | FIP Engineering | FIP-DOM-000-11304-OS00001-INA-000000 | PO Closed | GL2509460 | 2025-09-10 | 2025-09-10 | 2025-10-10
121703208-6 | 121703208 - APPROVED | 6 | P-52569-00 | Limit Switch LX19-001 250 VAC; ; ; | 5 | Pieces | IDR | 78000 | 390000 | 2025-10-10 | FIP Engineering | Mochammad Fadhillah Hakim, | FIP Engineering | FIP-DOM-000-11304-OS00001-INA-000000 | PO Closed | GL2509460 | 2025-09-10 | 2025-09-10 | 2025-10-10
121703208-7 | 121703208 - APPROVED | 7 | P-54372-00 | General - Fuse Holder 10 x 38, 32A; Fort; -; 1 pc | 2 | Pieces | IDR | 30000 | 60000 | 2025-10-10 | FIP Engineering | Mochammad Fadhillah Hakim, | FIP Engineering | FIP-DOM-000-11304-OS00001-INA-000000 | PO Closed | GL2509458 | 2025-09-10 | 2025-09-10 | 2025-10-24
121703211-1 | 121703211 - APPROVED | 1 | Q-90000-00 | Building Maintenance Pure Expense - Penggantian Sutter Door | 1 | Unit | IDR | 18500000 | 18500000 | 2025-10-10 | FIP General | Mochammad Fadhillah Hakim, | FIP Engineering | FIP-DOM-ENG-51502-0000000-INA-000000 | PO Closed | GL2510017 | 2025-09-10 | 2025-09-10 | 2025-11-14
121703212-1 | 121703212 - APPROVED | 1 | Q-10528-00 | Kaca Cermin; Lokal; Ukuran custom; pack size per pcs | 2 | Unit | IDR | 465500 | 931000 | 2025-10-10 | FIP General | Mochammad Fadhillah Hakim, | FIP Engineering | FIP-DOM-ENG-51502-0000000-INA-000000 | PO Closed | GL2510019 | 2025-09-10 | 2025-09-10 | 2025-10-31
121703213-1 | 121703213 - APPROVED | 1 | S-60050-00 | Jasa Perbaikan dan Pemeliharaan Mesin Produksi; ; ; - Training Recorder Tunnel | 1 | Pieces | IDR | 6000000 | 6000000 | 2025-10-10 | FIP General | Mochammad Fadhillah Hakim, | FIP Engineering | FIP-DOM-ENG-51504-0000000-INA-000000 | PO Closed | GL2510004 | 2025-09-10 | 2025-09-10 | 2025-10-20
121703214-1 | 121703214 - APPROVED | 1 | P-12830-00 | Sodium metabisulfit | 5 | Pieces | IDR | 550000 | 2750000 | 2025-10-10 | FIP Engineering | Mochammad Fadhillah Hakim, | FIP Engineering | FIP-DOM-000-11304-OS00001-INA-000000 | PO Closed | GL2509036 | 2025-09-10 | 2025-09-10 | 2025-10-10
121703215-1 | 121703215 - APPROVED | 1 | O-18055-00 | Robot Casepacker - Suction cup; VB17. single below; diameter Cup 17 mm.; vmeca; ; | 20 | Pieces | IDR | 150000 | 3000000 | 2025-10-10 | FIP Engineering | Mochammad Fadhillah Hakim, | FIP Engineering | FIP-DOM-000-11304-OS00001-INA-000000 | PO Closed | GL2510469 | 2025-09-10 | 2025-09-19 | 2025-12-10
121703219-1 | 121703219 - APPROVED | 1 | O-50964-00 | General - Safety Relay PNOZ X3 24 VAC 24VDC 3n/o 1n/c 1so; PILZ; 774310; 1 Pc | 2 | Pieces | IDR | 4725000 | 9450000 | 2025-10-17 | FIP Engineering | Mochammad Fadhillah Hakim, | FIP Engineering | FIP-DOM-000-11304-OS00001-INA-000000 | PO Closed | GL2510467 | 2025-09-11 | 2025-09-12 | 2025-11-17
121703219-2 | 121703219 - APPROVED | 2 | O-53422-00 | General - Emergency Push Button M22-PV + Fix Adapter M22-A + Contact MC M22-CK01; Eaton; -; 1 pc = 1 Set | 1 | Pieces | IDR | 405000 | 405000 | 2025-10-17 | FIP Engineering | Mochammad Fadhillah Hakim, | FIP Engineering | FIP-DOM-000-11304-OS00001-INA-000000 | PO Closed | GL2510467 | 2025-09-11 | 2025-09-12 | 2025-11-17
121703220-1 | 121703220 - APPROVED | 1 | P-20014-00 | General - Double Nepple Kuningan Drat 3/8 inch - 3/8inch; No Brand; -; 1 pc | 5 | Pieces | IDR | 29500 | 147500 | 2025-10-17 | FIP Engineering | Mochammad Fadhillah Hakim, | FIP Engineering | FIP-DOM-000-11304-OS00001-INA-000000 | PO Closed | GL2510495 | 2025-09-11 | 2025-10-07 | 2025-11-10
121703220-2 | 121703220 - APPROVED | 2 | P-20015-00 | General - Pressure Gauge 0-6 Bar, Drat 1/2inch; WIKA; -; 1 pc | 2 | Pieces | IDR | 1850000 | 3700000 | 2025-10-17 | FIP Engineering | Mochammad Fadhillah Hakim, | FIP Engineering | FIP-DOM-000-11304-OS00001-INA-000000 | PO Closed | GL2510495 | 2025-09-11 | 2025-10-07 | 2025-11-10
121703220-3 | 121703220 - APPROVED | 3 | P-20018-00 | General - Penutup Flexible Ducting 4inch; No Brand; -; 1 pc | 3 | Pieces | IDR | 130000 | 390000 | 2025-10-17 | FIP Engineering | Mochammad Fadhillah Hakim, | FIP Engineering | FIP-DOM-000-11304-OS00001-INA-000000 | PO Closed | GL2510496 | 2025-09-11 | 2025-10-07 | 2025-10-17
121703220-4 | 121703220 - APPROVED | 4 | P-20039-00 | General - Baut Button Flange M5 x 10mm x 1.5mm; No Brand; -; 100pcs/pack | 1 | Pack | IDR | 285000 | 285000 | 2025-10-17 | FIP Engineering | Mochammad Fadhillah Hakim, | FIP Engineering | FIP-DOM-000-11304-OS00001-INA-000000 | PO Closed | GL2510495 | 2025-09-11 | 2025-10-07 | 2025-11-10
121703220-5 | 121703220 - APPROVED | 5 | P-20041-00 | General - Cable Duct 15 x 30mm; No Brand; -; 1,7meter/pc | 10 | Pieces | IDR | 50000 | 500000 | 2025-10-17 | FIP Engineering | Mochammad Fadhillah Hakim, | FIP Engineering | FIP-DOM-000-11304-OS00001-INA-000000 | PO Closed | GL2510495 | 2025-09-11 | 2025-10-07 | 2025-11-10
121703220-6 | 121703220 - APPROVED | 6 | P-54348-00 | General - Exhaust Fan 4414M; EBMPast; -; 1 pc | 2 | Pieces | IDR | 675000 | 1350000 | 2025-10-17 | FIP Engineering | Mochammad Fadhillah Hakim, | FIP Engineering | FIP-DOM-000-11304-OS00001-INA-000000 | PO Closed | GL2510496 | 2025-09-11 | 2025-10-07 | 2025-10-17
121703220-7 | 121703220 - APPROVED | 7 | P-54352-00 | General - Digital Motor Speed Controller Dimmer Lampu Suhu Heater AC 220V 4000W; No Brand; -; 1 pc | 2 | Pieces | IDR | 76500 | 153000 | 2025-10-17 | FIP Engineering | Mochammad Fadhillah Hakim, | FIP Engineering | FIP-DOM-000-11304-OS00001-INA-000000 | PO Closed | GL2510496 | 2025-09-11 | 2025-10-07 | 2025-10-17
121703220-8 | 121703220 - APPROVED | 8 | P-54353-00 | General - Relay MKS2P + Socket; Omron; -; 1 set | 1 | Set | IDR | 98500 | 98500 | 2025-10-17 | FIP Engineering | Mochammad Fadhillah Hakim, | FIP Engineering | FIP-DOM-000-11304-OS00001-INA-000000 | PO Closed | GL2510032 | 2025-09-11 | 2025-10-07 | 2025-12-20
121703220-9 | 121703220 - APPROVED | 9 | P-54355-00 | General - Male Cable Mount 20A, IP20 Series Mini Connector 3Pole; Wieland; GST 18i; 1 pc | 5 | Pieces | IDR | 180000 | 900000 | 2025-10-17 | FIP Engineering | Mochammad Fadhillah Hakim, | FIP Engineering | FIP-DOM-000-11304-OS00001-INA-000000 | PO Closed | GL2510495 | 2025-09-11 | 2025-10-07 | 2025-11-10
121703220-10 | 121703220 - APPROVED | 10 | P-20144-00 | General - Flange SS304 JIS 10K STD 2,5inch; No Brand; -; 1 pc | 4 | Pieces | IDR | 517500 | 2070000 | 2025-10-17 | FIP Engineering | Mochammad Fadhillah Hakim, | FIP Engineering | FIP-DOM-000-11304-OS00001-INA-000000 | PO Closed | GL2510053 | 2025-09-11 | 2025-10-07 | 2025-10-17
121703222-1 | 121703222 - APPROVED | 1 | T-20427-00 | Heater/sensor assembly for FID, TCD, NPD, and S/SL valves and detectors; Agilent; Part No. G1530-67950; Pcs | 1 | Pieces | IDR | 18765500 | 18765500 | 2025-10-17 | FIP General | Mochammad Fadhillah Hakim, | FIP Engineering | FIP-DOM-ENG-51505-0000000-INA-000000 | PO Closed | GL2510487 | 2025-09-11 | 2025-10-02 | 2025-11-24
121703226-1 | 121703226 - APPROVED | 1 | R-20024-00 | Machine Equipment; ; ; - Material dan Instalasi Kabel Mesin FD, AHU B1-3, cRABS, CLU Baru | 1 | Unit | IDR | 209620000 | 209620000 | 2025-10-17 | FIP General | Mochammad Fadhillah Hakim, | FIP Engineering | FIP-DOM-PRJ-13404-MC25005-INA-000000 | PO Closed |  | 2025-09-12 | 2025-09-25
121703227-1 | 121703227 - APPROVED | 1 | R-20022-00 | Lyophilization Freeze Dry - Bongkar dinding untuk akses mesin FD, AHU B1-3, cRABS, CLU Baru | 1 | Unit | IDR | 128778919 | 128778919 | 2025-10-17 | FIP General | Mochammad Fadhillah Hakim, | FIP Engineering | FIP-DOM-PRJ-13404-MC25005-INA-000000 | PO Closed |  | 2025-09-12 | 2025-09-25
121703228-1 | 121703228 - APPROVED | 1 | T-80028-00 | Pena Hitam; Snowman V1; pc - Ballpoint Snowman V5 BIRU | 20 | Pieces | IDR | 1750 | 35000 | 2025-10-17 | FIP General | Mochammad Fadhillah Hakim, | FIP Engineering | FIP-DOM-ENG-51411-0000000-INA-000000 | PO Closed | GL2510024 | 2025-09-15 | 2025-09-18 | 2025-10-24
121703230-1 | 121703230 - APPROVED | 1 | P-20117-00 | General - Universal Bearing Puller/Tracker Bearing Seperator; No Brand; -; 21pcs/set | 1 | Set | IDR | 465500 | 465500 | 2025-10-17 | FIP Engineering | Mochammad Fadhillah Hakim, | FIP Engineering | FIP-DOM-000-11304-OS00001-INA-000000 | PO Closed | GL2509023 | 2025-09-15 | 2025-09-18 | 2025-10-17
121703231-1 | 121703231 - APPROVED | 1 | O-14618-00 | General - Pneumatic pincher silicone cover sleeve c/n 15927; SMC; MHZJ2-J20S; 1 Pc | 20 | Unit | IDR | 107600 | 2152000 | 2025-10-17 | FIP Engineering | Mochammad Fadhillah Hakim, | FIP Engineering | FIP-DOM-000-11304-OS00001-INA-000000 | PO Closed | GL2510003 | 2025-09-15 | 2025-09-19 | 2025-11-17
121703232-1 | 121703232 - APPROVED | 1 | O-21007-00 | Filling VFM100 - Handle Manual Valve Hexagon 60x27; Custom/Lokal; -; 1 Pc | 3 | Pieces | IDR | 3250000 | 9750000 | 2025-10-17 | FIP Engineering | Mochammad Fadhillah Hakim, | FIP Engineering | FIP-DOM-000-11304-OS00001-INA-000000 | PO Closed | GL2510492 | 2025-09-15 | 2025-10-07 | 2025-12-03
121703235-1 | 121703235 - APPROVED | 1 | O-15931-00 | Double Tape 3M 1" Merah - P/N : - pc | 20 | Pieces | IDR | 106000 | 2120000 | 2025-10-17 | FIP Engineering | Mochammad Fadhillah Hakim, | FIP Engineering | FIP-DOM-000-11304-OS00001-INA-000000 | PO Closed | GL2510464 | 2025-09-16 | 2025-09-18 | 2025-11-05
121703250-1 | 121703250 - APPROVED | 1 | P-14377-00 | General - Gasket Ferrule EPDM 1inch; Lokal; -; 1 pc | 60 | Pieces | IDR | 21450 | 1287000 | 2025-10-24 | FIP Engineering | Mochammad Fadhillah Hakim, | FIP Engineering | FIP-DOM-000-11304-OS00001-INA-000000 | PO Closed | GL2509458 | 2025-09-19 | 2025-09-19 | 2025-10-24
121703252-1 | 121703252 - APPROVED | 1 | S-60002-00 | Jasa Perbaikan dan Pemeliharaan Mesin Utility - Perbaikan Board Control WICC | 1 | Lot | IDR | 1764432 | 1764432 | 2025-10-24 | FIP General | Mochammad Fadhillah Hakim, | FIP Engineering | FIP-DOM-ENG-51508-0000000-INA-000000 | PO Closed | GL2510008 | 2025-09-22 | 2025-09-25 | 2025-10-30
121703252-2 | 121703252 - APPROVED | 2 | S-60002-00 | Jasa Perbaikan dan Pemeliharaan Mesin Utility - Perbaikan Main Board WICC | 1 | Lot | IDR | 2767455 | 2767455 | 2025-10-24 | FIP General | Mochammad Fadhillah Hakim, | FIP Engineering | FIP-DOM-ENG-51508-0000000-INA-000000 | PO Closed | GL2510008 | 2025-09-22 | 2025-09-25 | 2025-10-30
121703253-1 | 121703253 - APPROVED | 1 | O-20992-00 | General - Spare Membrane diaphragm MA8 PTFE/EPDM; SED; 00210.190.508.51; 1 Pc | 4 | Pieces | IDR | 731000 | 2924000 | 2025-11-28 | FIP Engineering | Mochammad Fadhillah Hakim, | FIP Engineering | FIP-DOM-000-11304-OS00001-INA-000000 | PO Closed | GL2510479 | 2025-09-22 | 2025-09-25 | 2025-11-28
121703255-1 | 121703255 - APPROVED | 1 | O-52398-00 | Kabel Fiber Optic FD-620-10; Autonics; ; | 2 | Unit | IDR | 212100 | 424200 | 2025-10-24 | FIP Engineering | Mochammad Fadhillah Hakim, | FIP Engineering | FIP-DOM-000-11304-OS00001-INA-000000 | PO Closed | GL2510485 | 2025-09-23 | 2025-09-25 | 2025-11-24
121703255-2 | 121703255 - APPROVED | 2 | O-53423-00 | General - Fiber Optic Sensor BF3RX; Autonics; A00291; 1 Pc | 2 | Pieces | IDR | 444600 | 889200 | 2025-10-24 | FIP Engineering | Mochammad Fadhillah Hakim, | FIP Engineering | FIP-DOM-000-11304-OS00001-INA-000000 | PO Closed | GL2510485 | 2025-09-23 | 2025-09-25 | 2025-11-24
121703256-1 | 121703256 - APPROVED | 1 | P-19693-00 | General - Lem Adhesive; Superlon; -; 1kg/can | 10 | Pieces | IDR | 220000 | 2200000 | 2025-10-24 | FIP Engineering | Mochammad Fadhillah Hakim, | FIP Engineering | FIP-DOM-000-11304-OS00001-INA-000000 | PO Closed | GL2510016 | 2025-09-23 | 2025-09-25 | 2025-11-17
121703257-1 | 121703257 - APPROVED | 1 | O-53263-00 | General - Kabel Sensor; Sick; YF8U14-020VA3XLEAX; 1 Pc | 2 | Pieces | IDR | 222750 | 445500 | 2025-10-24 | FIP Engineering | Mochammad Fadhillah Hakim, | FIP Engineering | FIP-DOM-000-11304-OS00001-INA-000000 | PO Closed | GL2510482 | 2025-09-23 | 2025-09-25 | 2025-11-10
121703258-1 | 121703258 - APPROVED | 1 | P-20020-00 | General - Besi UNP 100 x 50 x 3mm; No Brand; -; 1 pc | 2 | Pieces | IDR | 712400 | 1424800 | 2025-10-24 | FIP Engineering | Mochammad Fadhillah Hakim, | FIP Engineering | FIP-DOM-000-11304-OS00001-INA-000000 | PO Closed | GL2510016 | 2025-09-23 | 2025-09-25 | 2025-11-17
121703258-2 | 121703258 - APPROVED | 2 | P-20182-00 | General - Kawat Las SS E-308 2.0mm; No Brand; -; 1 kg/pack | 1 | Pack | IDR | 208000 | 208000 | 2025-10-24 | FIP Engineering | Mochammad Fadhillah Hakim, | FIP Engineering | FIP-DOM-000-11304-OS00001-INA-000000 | PO Closed | GL2510473 | 2025-09-23 | 2025-09-25 | 2025-11-17
121703258-3 | 121703258 - APPROVED | 3 | P-20184-00 | General - Hollow SS304 Uk. 40 x 40 x 1.5 x 3000mm; No Brand; -; 1 pc | 3 | Pieces | IDR | 650000 | 1950000 | 2025-10-24 | FIP Engineering | Mochammad Fadhillah Hakim, | FIP Engineering | FIP-DOM-000-11304-OS00001-INA-000000 | PO Closed | GL2510473 | 2025-09-23 | 2025-09-25 | 2025-11-17
121703258-4 | 121703258 - APPROVED | 4 | P-20185-00 | General - Siku SS304 30 x 30 x 3 x 6000mm; No Brand; -; 1 pc | 2 | Pieces | IDR | 650000 | 1300000 | 2025-10-24 | FIP Engineering | Mochammad Fadhillah Hakim, | FIP Engineering | FIP-DOM-000-11304-OS00001-INA-000000 | PO Closed | GL2510473 | 2025-09-23 | 2025-09-25 | 2025-11-17
121703258-5 | 121703258 - APPROVED | 5 | P-20186-00 | General - Expanded Metal Besi Tipe 3035 Uk. 1200 x 2400 x 3mm; No Brand; -; 1 pc | 1 | Pieces | IDR | 650000 | 650000 | 2025-10-24 | FIP Engineering | Mochammad Fadhillah Hakim, | FIP Engineering | FIP-DOM-000-11304-OS00001-INA-000000 | PO Closed | GL2510473 | 2025-09-23 | 2025-09-25 | 2025-11-17
121703258-6 | 121703258 - APPROVED | 6 | P-20188-00 | General - Solenoid 2 Way; EMC; 2V025-08; 1 pc | 2 | Pieces | IDR | 195000 | 390000 | 2025-10-24 | FIP Engineering | Mochammad Fadhillah Hakim, | FIP Engineering | FIP-DOM-000-11304-OS00001-INA-000000 | PO Closed | GL2510473 | 2025-09-23 | 2025-09-25 | 2025-11-17
121703258-7 | 121703258 - APPROVED | 7 | P-20191-00 | General - Besi CNP 100 x 50 x 2mm x 6000mm; No Brand; -; 1 batang | 1 | Pieces | IDR | 260000 | 260000 | 2025-10-24 | FIP Engineering | Mochammad Fadhillah Hakim, | FIP Engineering | FIP-DOM-000-11304-OS00001-INA-000000 | PO Closed | GL2510473 | 2025-09-23 | 2025-09-25 | 2025-11-17
121703258-8 | 121703258 - APPROVED | 8 | P-50427-00 | Pilot Lamps / Red / 220 VAC / AD22-221DS / AXLE | 1 | Pieces | IDR | 19500 | 19500 | 2025-10-24 | FIP Engineering | Mochammad Fadhillah Hakim, | FIP Engineering | FIP-DOM-000-11304-OS00001-INA-000000 | PO Closed | GL2510473 | 2025-09-23 | 2025-09-25 | 2025-11-17
121703258-9 | 121703258 - APPROVED | 9 | P-50426-00 | Pilot Lamps / Green / 220 VAC / AD22-22DS / AXLE | 1 | Pieces | IDR | 19500 | 19500 | 2025-10-24 | FIP Engineering | Mochammad Fadhillah Hakim, | FIP Engineering | FIP-DOM-000-11304-OS00001-INA-000000 | PO Closed | GL2510473 | 2025-09-23 | 2025-09-25 | 2025-11-17
121703258-10 | 121703258 - APPROVED | 10 | P-54410-00 | General - Fuse Kaca 1.5A, 250V, 5 x 20mm; No Brand; -; 1 pc | 20 | Pieces | IDR | 2100 | 42000 | 2025-10-24 | FIP Engineering | Mochammad Fadhillah Hakim, | FIP Engineering | FIP-DOM-000-11304-OS00001-INA-000000 | PO Closed | GL2510473 | 2025-09-23 | 2025-09-25 | 2025-11-17
121703259-1 | 121703259 - APPROVED | 1 | Q-10946-00 | Silicone Sealant;Silglaze;Type N10 Light Grey;pack size per pcs | 10 | Pieces | IDR | 62500 | 625000 | 2025-10-24 | FIP Engineering | Mochammad Fadhillah Hakim, | FIP Engineering | FIP-DOM-000-11304-OS00001-INA-000000 | PO Closed | GL2510015 | 2025-09-23 | 2025-09-25 | 2025-10-24
121703259-2 | 121703259 - APPROVED | 2 | Q-60503-00 | Silicone Sealant, Silglaze, Type N10 Grey, pack size per pcs | 10 | Pieces | IDR | 39000 | 390000 | 2025-10-24 | FIP Engineering | Mochammad Fadhillah Hakim, | FIP Engineering | FIP-DOM-000-11304-OS00001-INA-000000 | PO Closed | GL2510015 | 2025-09-23 | 2025-09-25 | 2025-10-24
121703259-3 | 121703259 - APPROVED | 3 | Q-60502-00 | Silicone Sealant, Silglaze, Type N10 White, pack size per pcs | 10 | Pieces | IDR | 41000 | 410000 | 2025-10-24 | FIP Engineering | Mochammad Fadhillah Hakim, | FIP Engineering | FIP-DOM-000-11304-OS00001-INA-000000 | PO Closed | GL2510015 | 2025-09-23 | 2025-09-25 | 2025-10-24
121703260-1 | 121703260 - APPROVED | 1 | Q-60025-00 | Kuas Cat Uk. 1 inch;Eterna;Tipe 611;pack size per pcs | 30 | Pieces | IDR | 2500 | 75000 | 2025-10-24 | FIP General | Mochammad Fadhillah Hakim, | FIP Engineering | FIP-DOM-ENG-51404-0000000-INA-000000 | PO Closed | GL2510045 | 2025-09-23 | 2025-09-25 | 2025-11-05
121703261-1 | 121703261 - APPROVED | 1 | S-21115-00 | Safety Boots; Boots W/Steel Midsole Black; Krisbow; SRSB40LBLK; pack size per pairs | 3 | Pair | IDR | 229500 | 688500 | 2025-10-24 | FIP General | Mochammad Fadhillah Hakim, | FIP Engineering | FIP-DOM-ENG-51202-0000000-INA-000000 | PO Closed | GL2509051 | 2025-09-23 | 2025-09-25 | 2025-10-30
121703266-1 | 121703266 - APPROVED | 1 | O-19340-00 | Washing RAR4 - Guide Rell Outfeed, Machining Plate Material Pom Putih; ; ; | 1 | Pieces | IDR | 809000 | 809000 | 2025-10-31 | FIP Engineering | Mochammad Fadhillah Hakim, | FIP Engineering | FIP-DOM-000-11304-OS00001-INA-000000 | PO Closed | GL2510476 | 2025-09-28 | 2025-09-29 | 2025-11-30
121703266-2 | 121703266 - APPROVED | 2 | O-19341-00 | Washing RAR4 - Set Giude Rell Outfeed, Machining Plate Material Pom Putih; ; ; | 1 | Set | IDR | 2659000 | 2659000 | 2025-10-31 | FIP Engineering | Mochammad Fadhillah Hakim, | FIP Engineering | FIP-DOM-000-11304-OS00001-INA-000000 | PO Closed | GL2510476 | 2025-09-28 | 2025-09-29 | 2025-11-30
121703266-3 | 121703266 - APPROVED | 3 | O-19342-00 | Washing RAR4 - Pendorong Pusher Outfeed, Machining Plate Material Pom Putih; ; ; | 1 | Pieces | IDR | 282000 | 282000 | 2025-10-31 | FIP Engineering | Mochammad Fadhillah Hakim, | FIP Engineering | FIP-DOM-000-11304-OS00001-INA-000000 | PO Closed | GL2510476 | 2025-09-28 | 2025-09-29 | 2025-11-30
121703266-4 | 121703266 - APPROVED | 4 | O-19862-00 | Capping VCM200 - Transfer Plate material SS304Custom | 20 | Pieces | IDR | 348750 | 6975000 | 2025-10-31 | FIP Engineering | Mochammad Fadhillah Hakim, | FIP Engineering | FIP-DOM-000-11304-OS00001-INA-000000 | PO Closed | GL2510476 | 2025-09-28 | 2025-09-29 | 2025-11-30
121703266-5 | 121703266 - APPROVED | 5 | O-19894-00 | Capping VCM200 - Guide Starwheel Vial Pom hitam 319x329x17 mm; Custom; ; | 1 | Pieces | IDR | 4265900 | 4265900 | 2025-10-31 | FIP Engineering | Mochammad Fadhillah Hakim, | FIP Engineering | FIP-DOM-000-11304-OS00001-INA-000000 | PO Closed | GL2510476 | 2025-09-28 | 2025-09-29 | 2025-11-30
121703267-1 | 121703267 - APPROVED | 1 | O-20041-00 | Capping VCM200 - Bearing NKIA5902; INA; ; | 40 | Pieces | IDR | 210675 | 8427000 | 2025-10-31 | FIP Engineering | Mochammad Fadhillah Hakim, | FIP Engineering | FIP-DOM-000-11304-OS00001-INA-000000 | PO Closed | GL2510477 | 2025-09-28 | 2025-09-29 | 2025-12-10
121703269-1 | 121703269 - APPROVED | 1 | O-19384-00 | HEPA filter minipleat, size: 203x203x69 Class (EN 1822) : H14 - 99,995% MPPS; Hencolin; ; | 2 | Pieces | IDR | 550000 | 1100000 | 2025-10-31 | FIP Engineering | Mochammad Fadhillah Hakim, | FIP Engineering | FIP-DOM-000-11304-OS00001-INA-000000 | PO Closed | GL2510480 | 2025-09-28 | 2025-09-29 | 2025-12-31
121703270-1 | 121703270 - APPROVED | 1 | O-19373-00 | Washing RAR4 - Guide Vial Turn Table, OD.161mm x tebal 12mm, Material Nylon; ; ; | 1 | Pieces | IDR | 1377500 | 1377500 | 2025-10-31 | FIP Engineering | Mochammad Fadhillah Hakim, | FIP Engineering | FIP-DOM-000-11304-OS00001-INA-000000 | PO Closed | GL2510481 | 2025-09-28 | 2025-09-29 | 2025-11-10
121703271-1 | 121703271 - APPROVED | 1 | O-51775-00 | WAGO 750-461 2-CHANNEL ANALOG INPUT MODULE STD PACK: 1EA; ; ; | 1 | Unit | IDR | 5640872 | 5640872 | 2025-10-31 | FIP General | Mochammad Fadhillah Hakim, | FIP Engineering | FIP-DOM-ENG-51504-0000000-INA-000000 | PO Closed | GL2510475 | 2025-09-28 | 2025-09-29 | 2025-11-10
121703272-1 | 121703272 - APPROVED | 1 | O-54122-00 | O-RING 106X5.30; Freeze Dryer MBE1207; P/N EB41-00292; pack size per pc | 6 | Pieces | IDR | 64396 | 386376 | 2025-10-31 | FIP Engineering | Mochammad Fadhillah Hakim, | FIP Engineering | FIP-DOM-000-11304-OS00001-INA-000000 | PO Closed | GL2510494 | 2025-09-28 | 2025-09-29 | 2025-11-30
121703273-1 | 121703273 - APPROVED | 1 | P-17858-00 | Hepa Filter - H14 ( 99.999% ) size:305x610x69mm;; IAF; ; | 2 | Pieces | IDR | 980000 | 1960000 | 2025-10-31 | FIP Engineering | Mochammad Fadhillah Hakim, | FIP Engineering | FIP-DOM-000-11304-OS00001-INA-000000 | PO Closed | GL2510472 | 2025-09-28 | 2025-09-29 | 2025-10-31
121703274-1 | 121703274 - APPROVED | 1 | O-51793-00 | Pneumatic Actuator Double Acting-063 Festork; ; ; | 3 | Pieces | IDR | 1695000 | 5085000 | 2025-10-31 | FIP Engineering | Mochammad Fadhillah Hakim, | FIP Engineering | FIP-DOM-000-11304-OS00001-INA-000000 | PO Closed | GL2510484 | 2025-09-28 | 2025-09-29 | 2025-11-20
121703275-1 | 121703275 - APPROVED | 1 | O-18876-00 | Oring Silicone Merah 40.6x37x1.8 mm; ; ; | 20 | Pieces | IDR | 32500 | 650000 | 2025-10-31 | FIP Engineering | Mochammad Fadhillah Hakim, | FIP Engineering | FIP-DOM-000-11304-OS00001-INA-000000 | PO Closed | GL2510486 | 2025-09-28 | 2025-09-29 | 2025-11-10
121703275-2 | 121703275 - APPROVED | 2 | O-52224-00 | Tunnel ST1L - Fuse Keramik 22x58 40A 200kA; ; ; | 6 | Pieces | IDR | 545000 | 3270000 | 2025-10-31 | FIP Engineering | Mochammad Fadhillah Hakim, | FIP Engineering | FIP-DOM-000-11304-OS00001-INA-000000 | PO Closed | GL2510486 | 2025-09-28 | 2025-09-29 | 2025-11-10
121703275-3 | 121703275 - APPROVED | 3 | O-52430-00 | Fan KDE2405PFB1-8; SUNON; ; | 1 | Pieces | IDR | 215000 | 215000 | 2025-10-31 | FIP Engineering | Mochammad Fadhillah Hakim, | FIP Engineering | FIP-DOM-000-11304-OS00001-INA-000000 | PO Closed | GL2510486 | 2025-09-28 | 2025-09-29 | 2025-11-10
121703285-1 | 121703285 - APPROVED | 1 | O-53449-00 | Seidenader MS30 - Backlight LED Std.140x110, white, narrow edge; -; 95-220132-10; 1 Pc | 1 | Pieces | IDR | 162000000 | 162000000 | 2025-11-07 | FIP Engineering | Mochammad Fadhillah Hakim, | FIP Engineering | FIP-DOM-000-11304-OS00001-INA-000000 | PO Closed | GL2510018 | 2025-10-01 | 2025-10-01 | 2026-01-07
121703285-2 | 121703285 - APPROVED | 2 | O-53447-00 | Seidenader MS30 - Backlight LED Std.110x140, white, narrow edge; -; 95-220131-00; 1 Pc | 1 | Pieces | IDR | 74000000 | 74000000 | 2025-11-07 | FIP Engineering | Mochammad Fadhillah Hakim, | FIP Engineering | FIP-DOM-000-11304-OS00001-INA-000000 | PO Closed | GL2510018 | 2025-10-01 | 2025-10-01 | 2026-01-07
121703289-1 | 121703289 - APPROVED | 1 | R-20024-00 | Machine Equipment; ; ; - KW0100356 - ADJUSTABLE WRENCH 6INCH LRAW6 - KW0100356 - ADJUSTABLE WRENCH 6INCH LRAW6 - KW0100356 - ADJUSTABLE WRENCH 6INCH LRAW6 - KW0100356 - ADJUSTABLE WRENCH 6INCH LRAW6 - KW0100356 - ADJUSTABLE WRENCH 6INCH LRA | 1 | Unit | IDR | 52000 | 52000 | 2025-11-07 | FIP General | Mochammad Fadhillah Hakim, | FIP Engineering | FIP-DOM-PRJ-13404-MC25005-INA-000000 | PO Closed | GL2510005 | 2025-10-02 | 2025-10-03 | 2025-11-07
121703289-2 | 121703289 - APPROVED | 2 | R-20024-00 | Machine Equipment; ; ; - KW0100357 - ADJUSTABLE WRENCH 8INCH LRAW8 - KW0100357 - ADJUSTABLE WRENCH 8INCH LRAW8 - KW0100357 - ADJUSTABLE WRENCH 8INCH LRAW8 - KW0100357 - ADJUSTABLE WRENCH 8INCH LRAW8 - KW0100357 - ADJUSTABLE WRENCH 8INCH LRA | 1 | Unit | IDR | 69520 | 69520 | 2025-11-07 | FIP General | Mochammad Fadhillah Hakim, | FIP Engineering | FIP-DOM-PRJ-13404-MC25005-INA-000000 | PO Closed | GL2510005 | 2025-10-02 | 2025-10-03 | 2025-11-07
121703289-3 | 121703289 - APPROVED | 3 | R-20024-00 | Machine Equipment; ; ; - KW0100358 - ADJUSTABLE WRENCH 10INCH LRAW10 - KW0100358 - ADJUSTABLE WRENCH 10INCH LRAW10 - KW0100358 - ADJUSTABLE WRENCH 10INCH LRAW10 - KW0100358 - ADJUSTABLE WRENCH 10INCH LRAW10 - KW0100358 - ADJUSTABLE WRENCH 1 | 1 | Unit | IDR | 101600 | 101600 | 2025-11-07 | FIP General | Mochammad Fadhillah Hakim, | FIP Engineering | FIP-DOM-PRJ-13404-MC25005-INA-000000 | PO Closed | GL2510005 | 2025-10-02 | 2025-10-03 | 2025-11-07
121703289-4 | 121703289 - APPROVED | 4 | R-20024-00 | Machine Equipment; ; ; - 10160535 - SPIRIT LEVEL 1000MM YELLOW LRLS100 - 10160535 - SPIRIT LEVEL 1000MM YELLOW LRLS100 - 10160535 - SPIRIT LEVEL 1000MM YELLOW LRLS100 - 10160535 - SPIRIT LEVEL 1000MM YELLOW LRLS100 - 10160535 - SPIRIT LEVEL | 1 | Unit | IDR | 143200 | 143200 | 2025-11-07 | FIP General | Mochammad Fadhillah Hakim, | FIP Engineering | FIP-DOM-PRJ-13404-MC25005-INA-000000 | PO Closed | GL2510005 | 2025-10-02 | 2025-10-03 | 2025-11-07
121703289-5 | 121703289 - APPROVED | 5 | R-20024-00 | Machine Equipment; ; ; - KW0500289 - HAND PALLET 2T 68X122 NYLON PRHPN2068 - KW0500289 - HAND PALLET 2T 68X122 NYLON PRHPN2068 - KW0500289 - HAND PALLET 2T 68X122 NYLON PRHPN2068 - KW0500289 - HAND PALLET 2T 68X122 NYLON PRHPN2068 - KW05002 | 1 | Unit | IDR | 2720000 | 2720000 | 2025-11-07 | FIP General | Mochammad Fadhillah Hakim, | FIP Engineering | FIP-DOM-PRJ-13404-MC25005-INA-000000 | PO Closed | GL2510005 | 2025-10-02 | 2025-10-03 | 2025-11-07
121703289-6 | 121703289 - APPROVED | 6 | R-20024-00 | Machine Equipment; ; ; - KW0500142 - HYDRAULIC BOTTLE JACK 20 TON ERLJB20 - KW0500142 - HYDRAULIC BOTTLE JACK 20 TON ERLJB20 - KW0500142 - HYDRAULIC BOTTLE JACK 20 TON ERLJB20 - KW0500142 - HYDRAULIC BOTTLE JACK 20 TON ERLJB20 - KW0500142 - | 2 | Unit | IDR | 1083200 | 2166400 | 2025-11-07 | FIP General | Mochammad Fadhillah Hakim, | FIP Engineering | FIP-DOM-PRJ-13404-MC25005-INA-000000 | PO Closed | GL2510005 | 2025-10-02 | 2025-10-03 | 2025-11-07
121703289-7 | 121703289 - APPROVED | 7 | R-20024-00 | Machine Equipment; ; ; - KW0103865 - LADDER MULTI PURPOSE 3.29 MTR 4X3 ALU - KW0103865 - LADDER MULTI PURPOSE 3.29 MTR 4X3 ALU - KW0103865 - LADDER MULTI PURPOSE 3.29 MTR 4X3 ALU - KW0103865 - LADDER MULTI PURPOSE 3.29 MTR 4X3 ALU - KW01038 | 2 | Unit | IDR | 1780400 | 3560800 | 2025-11-07 | FIP General | Mochammad Fadhillah Hakim, | FIP Engineering | FIP-DOM-PRJ-13404-MC25005-INA-000000 | PO Closed | GL2510005 | 2025-10-02 | 2025-10-03 | 2025-11-07
121703291-1 | 121703291 - APPROVED | 1 | R-71002-00 | Renovation - Penambahan AHU B1-3 | 1 | Unit | IDR | 2297351500 | 2297351500 | 2025-10-04 | FIP General | Mochammad Fadhillah Hakim, | FIP Engineering | FIP-DOM-PRJ-13402-BL25007-INA-000000 | PO Closed |  | 2025-10-02 | 2025-10-27
121703294-1 | 121703294 - APPROVED | 1 | P-17645-00 | Sodium Hiphoclorite; ; ; ltr | 940 | Liter | IDR | 5000 | 4700000 | 2025-11-07 | FIP Engineering | Mochammad Fadhillah Hakim, | FIP Engineering | FIP-DOM-000-11304-OS00001-INA-000000 | PO Closed | GL2510009 | 2025-10-02 | 2025-10-02 | 2025-11-07
121703295-1 | 121703295 - APPROVED | 1 | Q-10153-00 | Kuas Cat Roller uk. 110 mm;No Brand;;pack size per set | 10 | Pieces | IDR | 27000 | 270000 | 2025-11-07 | FIP Engineering | Mochammad Fadhillah Hakim, | FIP Engineering | FIP-DOM-000-11304-OS00001-INA-000000 | PO Closed | GL2511002 | 2025-10-02 | 2025-10-03 | 2025-11-20
121703296-1 | 121703296 - APPROVED | 1 | P-12471-00 | General - Lem silicone; Elastosil; E41; 90gram/tube | 2 | Pieces | IDR | 579000 | 1158000 | 2025-11-07 | FIP Engineering | Mochammad Fadhillah Hakim, | FIP Engineering | FIP-DOM-000-11304-OS00001-INA-000000 | PO Closed | GL2510010 | 2025-10-02 | 2025-10-02 | 2025-11-07
121703297-1 | 121703297 - APPROVED | 1 | P-19622-00 | General - Hollow SS 304 Uk. 40 x 40 x 1,2mm x 6m; No Brand; -; 1 pc | 6 | Pieces | IDR | 855000 | 5130000 | 2025-11-07 | FIP Engineering | Mochammad Fadhillah Hakim, | FIP Engineering | FIP-DOM-000-11304-OS00001-INA-000000 | PO Closed | GL2510053 | 2025-10-02 | 2025-10-07 | 2025-11-07
121703297-2 | 121703297 - APPROVED | 2 | P-20045-00 | General - Pipa Ornamen SS304 1 inch x 1.2mm x 6m; No Brand; -; 1 pc | 2 | Pieces | IDR | 535000 | 1070000 | 2025-11-07 | FIP Engineering | Mochammad Fadhillah Hakim, | FIP Engineering | FIP-DOM-000-11304-OS00001-INA-000000 | PO Closed | GL2510053 | 2025-10-02 | 2025-10-07 | 2025-11-07
121703297-3 | 121703297 - APPROVED | 3 | P-20049-00 | General - Bobbin Gulungan Kabel Jumbo 30cm; No Brand; -; 1 pc | 10 | Pieces | IDR | 55000 | 550000 | 2025-11-07 | FIP Engineering | Mochammad Fadhillah Hakim, | FIP Engineering | FIP-DOM-000-11304-OS00001-INA-000000 | PO Closed | GL2510496 | 2025-10-02 | 2025-10-07 | 2025-11-07
121703302-1 | 121703302 - APPROVED | 1 | T-20129-00 | Deuterium Lamp L6380 80V; Shimadzu; c/n 062-65055-05; 1 pc | 1 | Pieces | IDR | 9263760 | 9263760 | 2025-11-07 | FIP General | Mochammad Fadhillah Hakim, | FIP Engineering | FIP-DOM-ENG-51505-0000000-INA-000000 | PO Closed | GL2511497 | 2025-10-03 | 2025-10-21 | 2025-12-15
121703302-2 | 121703302 - APPROVED | 2 | T-20381-00 | Halogen Lamp NA55917 12V; Shimadzu; Part No. 062-65005; 1 | 1 | Pieces | IDR | 1103520 | 1103520 | 2025-11-07 | FIP General | Mochammad Fadhillah Hakim, | FIP Engineering | FIP-DOM-ENG-51505-0000000-INA-000000 | PO Closed | GL2511497 | 2025-10-03 | 2025-10-21 | 2025-12-15
121703303-1 | 121703303 - APPROVED | 1 | O-53275-00 | Integrated Granulation Line - Temperature Probe PT-100 55mm Long 3 Wire 1/10 DIN 316L | 1 | Pieces | IDR | 1125600 | 1125600 | 2025-12-05 | FIP Engineering | Mochammad Fadhillah Hakim, | FIP Engineering | FIP-DOM-000-11304-OS00001-INA-000000 | PO Closed | GL2511033 | 2025-10-03 | 2025-10-07 | 2026-04-05
121703303-2 | 121703303 - APPROVED | 2 | O-20652-00 | Integrated Granulation Line - Blowback Cone Seal PTFE | 4 | Pieces | IDR | 420000 | 1680000 | 2025-12-05 | FIP Engineering | Mochammad Fadhillah Hakim, | FIP Engineering | FIP-DOM-000-11304-OS00001-INA-000000 | PO Closed | GL2511033 | 2025-10-03 | 2025-10-07 | 2026-04-05
121703303-3 | 121703303 - APPROVED | 3 | O-53274-00 | Integrated Granulation Line - Temperature Probe Product 72mm Bayonet 3 Wire Cable=5m | 1 | Pieces | IDR | 3763200 | 3763200 | 2025-12-05 | FIP Engineering | Mochammad Fadhillah Hakim, | FIP Engineering | FIP-DOM-000-11304-OS00001-INA-000000 | PO Closed | GL2511033 | 2025-10-03 | 2025-10-07 | 2026-04-05
121703303-4 | 121703303 - APPROVED | 4 | O-53273-00 | Integrated Granulation Line - Temperature Probe Product 72mm Bayonet 3 Wire Cable=5m | 1 | Pieces | IDR | 4099200 | 4099200 | 2025-12-05 | FIP Engineering | Mochammad Fadhillah Hakim, | FIP Engineering | FIP-DOM-000-11304-OS00001-INA-000000 | PO Closed | GL2511033 | 2025-10-03 | 2025-10-07 | 2026-04-05
121703303-5 | 121703303 - APPROVED | 5 | O-20651-00 | Integrated Granulation Line - Collar HC100 | 4 | Pieces | IDR | 1260000 | 5040000 | 2025-12-05 | FIP Engineering | Mochammad Fadhillah Hakim, | FIP Engineering | FIP-DOM-000-11304-OS00001-INA-000000 | PO Closed | GL2511033 | 2025-10-03 | 2025-10-07 | 2026-04-05
121703303-6 | 121703303 - APPROVED | 6 | O-20650-00 | Integrated Granulation Line - Flap Disc Seal MC DN100 (2.M10.0110X) | 2 | Pieces | IDR | 3813600 | 7627200 | 2025-12-05 | FIP Engineering | Mochammad Fadhillah Hakim, | FIP Engineering | FIP-DOM-000-11304-OS00001-INA-000000 | PO Closed | GL2511033 | 2025-10-03 | 2025-10-07 | 2026-04-05
121703303-7 | 121703303 - APPROVED | 7 | O-53272-00 | Integrated Granulation Line - Temperature Probe CIP 60mm MK3: 3 Wire | 1 | Pieces | IDR | 8282400 | 8282400 | 2025-12-05 | FIP Engineering | Mochammad Fadhillah Hakim, | FIP Engineering | FIP-DOM-000-11304-OS00001-INA-000000 | PO Closed | GL2511033 | 2025-10-03 | 2025-10-07 | 2026-04-05
121703303-8 | 121703303 - APPROVED | 8 | O-20649-00 | Integrated Granulation Line - Housing Seal MC DN 100 | 1 | Pieces | IDR | 9660000 | 9660000 | 2025-12-05 | FIP Engineering | Mochammad Fadhillah Hakim, | FIP Engineering | FIP-DOM-000-11304-OS00001-INA-000000 | PO Closed | GL2511033 | 2025-10-03 | 2025-10-07 | 2026-04-05
121703303-9 | 121703303 - APPROVED | 9 | O-20648-00 | Integrated Granulation Line - Inflatable Seal CIP G281 S2P Dm=286mm Silicone Transparent | 1 | Pieces | IDR | 9811200 | 9811200 | 2025-12-05 | FIP Engineering | Mochammad Fadhillah Hakim, | FIP Engineering | FIP-DOM-000-11304-OS00001-INA-000000 | PO Closed | GL2511033 | 2025-10-03 | 2025-10-07 | 2026-04-05
121703303-10 | 121703303 - APPROVED | 10 | O-20647-00 | Integrated Granulation Line - Inflatable Seal CIP G281 S2F Dm=474mm Silicone Transparent | 1 | Pieces | IDR | 10735200 | 10735200 | 2025-12-05 | FIP Engineering | Mochammad Fadhillah Hakim, | FIP Engineering | FIP-DOM-000-11304-OS00001-INA-000000 | PO Closed | GL2511033 | 2025-10-03 | 2025-10-07 | 2026-04-05
121703307-1 | 121703307 - APPROVED | 1 | O-20646-00 | Integrated Granulation Line - Inflatable Seal CIP FC111VS DS=117.2mm Silicone Transparent | 1 | Pieces | IDR | 12700800 | 12700800 | 2025-11-07 | FIP Engineering | Mochammad Fadhillah Hakim, | FIP Engineering | FIP-DOM-000-11304-OS00001-INA-000000 | PO Closed | GL2511033 | 2025-10-06 | 2025-10-07 | 2026-04-05
121703307-2 | 121703307 - APPROVED | 2 | O-20645-00 | Integrated Granulation Line - Inflatable Seal CIP FC111VS DS=340.2mm Silicone Transparent | 1 | Pieces | IDR | 13826400 | 13826400 | 2025-11-07 | FIP Engineering | Mochammad Fadhillah Hakim, | FIP Engineering | FIP-DOM-000-11304-OS00001-INA-000000 | PO Closed | GL2511033 | 2025-10-06 | 2025-10-07 | 2026-04-05
121703307-3 | 121703307 - APPROVED | 3 | O-21068-00 | Integrated Granulation Line - Inflatable Seal Filter Ring ER/ABB 1 Valve MK3 Size 2; GEA; 214261; 1 Pc | 1 | Pieces | IDR | 18000000 | 18000000 | 2025-11-07 | FIP Engineering | Mochammad Fadhillah Hakim, | FIP Engineering | FIP-DOM-000-11304-OS00001-INA-000000 | PO Closed | GL2511033 | 2025-10-06 | 2025-10-07 | 2026-04-05
121703307-4 | 121703307 - APPROVED | 4 | O-21067-00 | Integrated Granulation Line - Bellow V3 MC DN100 L=292x2 EPDM White; GEA; 179947; 1 Pc | 1 | Pieces | IDR | 36100000 | 36100000 | 2025-11-07 | FIP Engineering | Mochammad Fadhillah Hakim, | FIP Engineering | FIP-DOM-000-11304-OS00001-INA-000000 | PO Closed | GL2511033 | 2025-10-06 | 2025-10-07 | 2026-04-05
121703308-1 | 121703308 - APPROVED | 1 | R-20024-00 | Machine Equipment; ; ; - Interior Wall Zelltech - Interior Wall Zelltech | 1 | Unit | IDR | 12211200 | 12211200 | 2025-11-07 | FIP General | Mochammad Fadhillah Hakim, | FIP Engineering | FIP-DOM-PRJ-13404-MC25005-INA-000000 | PO Closed |  | 2025-10-06 | 2025-10-07
121703325-1 | 121703325 - APPROVED | 1 | O-53451-00 | Capping VCM200 - Eco Position Indicators; Misumi; E-DSNR1-14; 1 Pc | 3 | Pieces | IDR | 166897 | 500691 | 2025-10-24 | FIP Engineering | Mochammad Fadhillah Hakim, | FIP Engineering | FIP-DOM-000-11304-OS00001-INA-000000 | PO Closed | GL2510033 | 2025-10-08 | 2025-10-13 | 2025-11-20
121703326-1 | 121703326 - APPROVED | 1 | R-20024-00 | Machine Equipment; ; ; - Chain Blocks 500 Kg x 5 Meter, Takada - Chain Blocks 500 Kg x 5 Meter, Takada - Chain Blocks 500 Kg x 5 Meter, Takada - Chain Blocks 500 Kg x 5 Meter, Takada | 1 | Unit | IDR | 975000 | 975000 | 2025-11-14 | FIP General | Mochammad Fadhillah Hakim, | FIP Engineering | FIP-DOM-PRJ-13404-MC25005-INA-000000 | PO Closed | GL2510055 | 2025-10-08 | 2025-10-14 | 2025-11-14
121703326-2 | 121703326 - APPROVED | 2 | R-20024-00 | Machine Equipment; ; ; - Chain Blocks 5 Ton x 10 Meter, Takada - Chain Blocks 5 Ton x 10 Meter, Takada - Chain Blocks 5 Ton x 10 Meter, Takada - Chain Blocks 5 Ton x 10 Meter, Takada | 1 | Unit | IDR | 1820000 | 1820000 | 2025-11-14 | FIP General | Mochammad Fadhillah Hakim, | FIP Engineering | FIP-DOM-PRJ-13404-MC25005-INA-000000 | PO Closed | GL2510038 | 2025-10-08 | 2025-10-14 | 2025-11-15
121703326-3 | 121703326 - APPROVED | 3 | R-20024-00 | Machine Equipment; ; ; - Hydraulic Jack 10 Ton, Barton - Hydraulic Jack 10 Ton, Barton - Hydraulic Jack 10 Ton, Barton - Hydraulic Jack 10 Ton, Barton | 1 | Unit | IDR | 2025000 | 2025000 | 2025-11-14 | FIP General | Mochammad Fadhillah Hakim, | FIP Engineering | FIP-DOM-PRJ-13404-MC25005-INA-000000 | PO Closed | GL2510038 | 2025-10-08 | 2025-10-14 | 2025-11-15
121703326-4 | 121703326 - APPROVED | 4 | R-20024-00 | Machine Equipment; ; ; - H-Beam 150, Panjang 6 mtr - H-Beam 150, Panjang 6 mtr - H-Beam 150, Panjang 6 mtr - H-Beam 150, Panjang 6 mtr | 1 | Unit | IDR | 4550000 | 4550000 | 2025-11-14 | FIP General | Mochammad Fadhillah Hakim, | FIP Engineering | FIP-DOM-PRJ-13404-MC25005-INA-000000 | PO Closed | GL2510055 | 2025-10-08 | 2025-10-14 | 2025-11-14
121703326-5 | 121703326 - APPROVED | 5 | R-20024-00 | Machine Equipment; ; ; - Mata Bor HSS Nachi 5 mm - Mata Bor HSS Nachi 5 mm - Mata Bor HSS Nachi 5 mm - Mata Bor HSS Nachi 5 mm | 1 | Unit | IDR | 42900 | 42900 | 2025-11-14 | FIP General | Mochammad Fadhillah Hakim, | FIP Engineering | FIP-DOM-PRJ-13404-MC25005-INA-000000 | PO Closed | GL2510055 | 2025-10-08 | 2025-10-14 | 2025-11-14
121703326-6 | 121703326 - APPROVED | 6 | R-20024-00 | Machine Equipment; ; ; - Mata Bor HSS Nachi 10 mm - Mata Bor HSS Nachi 10 mm - Mata Bor HSS Nachi 10 mm - Mata Bor HSS Nachi 10 mm | 1 | Unit | IDR | 139100 | 139100 | 2025-11-14 | FIP General | Mochammad Fadhillah Hakim, | FIP Engineering | FIP-DOM-PRJ-13404-MC25005-INA-000000 | PO Closed | GL2510055 | 2025-10-08 | 2025-10-14 | 2025-11-14
121703326-7 | 121703326 - APPROVED | 7 | R-20024-00 | Machine Equipment; ; ; - Allen Wrench / Kunci L 16 mm - Allen Wrench / Kunci L 16 mm - Allen Wrench / Kunci L 16 mm - Allen Wrench / Kunci L 16 mm | 1 | Unit | IDR | 169000 | 169000 | 2025-11-14 | FIP General | Mochammad Fadhillah Hakim, | FIP Engineering | FIP-DOM-PRJ-13404-MC25005-INA-000000 | PO Closed | GL2510055 | 2025-10-08 | 2025-10-14 | 2025-11-14
121703326-8 | 121703326 - APPROVED | 8 | R-20024-00 | Machine Equipment; ; ; - Allen Wrench / Kunci L 18 mm - Allen Wrench / Kunci L 18 mm - Allen Wrench / Kunci L 18 mm - Allen Wrench / Kunci L 18 mm | 1 | Unit | IDR | 221000 | 221000 | 2025-11-14 | FIP General | Mochammad Fadhillah Hakim, | FIP Engineering | FIP-DOM-PRJ-13404-MC25005-INA-000000 | PO Closed | GL2510055 | 2025-10-08 | 2025-10-14 | 2025-11-14
121703326-9 | 121703326 - APPROVED | 9 | R-20024-00 | Machine Equipment; ; ; - Gerinda Makita 4 Inchi - Gerinda Makita 4 Inchi - Gerinda Makita 4 Inchi - Gerinda Makita 4 Inchi | 1 | Unit | IDR | 520000 | 520000 | 2025-11-14 | FIP General | Mochammad Fadhillah Hakim, | FIP Engineering | FIP-DOM-PRJ-13404-MC25005-INA-000000 | PO Closed | GL2510055 | 2025-10-08 | 2025-10-14 | 2025-11-14
121703326-10 | 121703326 - APPROVED | 10 | R-20024-00 | Machine Equipment; ; ; - Roll Tank Mover Drive 12 Ton - Roll Tank Mover Drive 12 Ton - Roll Tank Mover Drive 12 Ton - Roll Tank Mover Drive 12 Ton | 4 | Unit | IDR | 3250000 | 13000000 | 2025-11-14 | FIP General | Mochammad Fadhillah Hakim, | FIP Engineering | FIP-DOM-PRJ-13404-MC25005-INA-000000 | PO Closed | GL2510038 | 2025-10-08 | 2025-10-14 | 2025-11-15
121703326-11 | 121703326 - APPROVED | 11 | R-20024-00 | Machine Equipment; ; ; - Handlift 2 Ton - Handlift 2 Ton - Handlift 2 Ton - Handlift 2 Ton | 1 | Unit | IDR | 5400000 | 5400000 | 2025-11-14 | FIP General | Mochammad Fadhillah Hakim, | FIP Engineering | FIP-DOM-PRJ-13404-MC25005-INA-000000 | PO Closed | GL2510038 | 2025-10-08 | 2025-10-14 | 2025-11-15
121703326-12 | 121703326 - APPROVED | 12 | R-20024-00 | Machine Equipment; ; ; - Hydraulic Toe Jack 20 Ton - Hydraulic Toe Jack 20 Ton - Hydraulic Toe Jack 20 Ton - Hydraulic Toe Jack 20 Ton | 2 | Unit | IDR | 5850000 | 11700000 | 2025-11-14 | FIP General | Mochammad Fadhillah Hakim, | FIP Engineering | FIP-DOM-PRJ-13404-MC25005-INA-000000 | PO Closed | GL2510055 | 2025-10-08 | 2025-10-14 | 2025-11-14
121703327-1 | 121703327 - APPROVED | 1 | R-20024-00 | Machine Equipment; ; ; - Material Pipa Refigerant - Material Pipa Refigerant - Material Pipa Refigerant - Material Pipa Refigerant - Material Pipa Refigerant - Material Pipa Refigerant | 1 | Unit | IDR | 39763000 | 39763000 | 2025-11-14 | FIP General | Mochammad Fadhillah Hakim, | FIP Engineering | FIP-DOM-PRJ-13404-MC25005-INA-000000 | PO Closed |  | 2025-10-08 | 2025-10-13
121703328-1 | 121703328 - APPROVED | 1 | R-21013-00 | Utility Equipment; ; ; - Instalasi Steam Trap Baru area Header Mainline PSG dan WFI SKID - Instalasi Steam Trap Baru area Header Mainline PSG dan WFI SKID - Instalasi Steam Trap Baru area Header Mainline PSG dan WFI SKID - Instalasi Steam T | 1 | Unit | IDR | 84227800 | 84227800 | 2025-11-14 | FIP General | Mochammad Fadhillah Hakim, | FIP Engineering | FIP-DOM-ENG-13405-EQ25003-INA-000000 | PO Closed |  | 2025-10-08 | 2025-10-13
121703329-1 | 121703329 - APPROVED | 1 | T-10005-00 | Mouse M331 Silent Plus; Logitech; ; | 2 | Pieces | IDR | 317000 | 634000 | 2025-11-14 | FIP General | Mochammad Fadhillah Hakim, | FIP Engineering | FIP-DOM-ENG-51404-0000000-INA-000000 | PO Closed | GL2510050 | 2025-10-09 | 2025-10-13 | 2025-11-07
121703330-1 | 121703330 - APPROVED | 1 | P-18711-00 | General - Hand Taps M 4 x 0.7 mm Made In Japan ; Yamawa; ; 1 set = 3 pcs | 1 | Set | IDR | 220000 | 220000 | 2025-11-14 | FIP Engineering | Mochammad Fadhillah Hakim, | FIP Engineering | FIP-DOM-000-11304-OS00001-INA-000000 | PO Closed | GL2510496 | 2025-10-09 | 2025-10-13 | 2025-11-14
121703330-2 | 121703330 - APPROVED | 2 | P-19908-00 | General - Tig Welding torch Up Collect Body Nozzle Kit WP17 dan WP26; No Brand; -; 15 pcs/set | 1 | Set | IDR | 450000 | 450000 | 2025-11-14 | FIP General | Mochammad Fadhillah Hakim, | FIP Engineering | FIP-DOM-ENG-51404-0000000-INA-000000 | PO Closed | GL2510496 | 2025-10-09 | 2025-10-13 | 2025-11-14
121703331-1 | 121703331 - APPROVED | 1 | O-21063-00 | General - POS10 Rod End Bearing Ulir kanan; -; -; 1 Pc | 1 | Pieces | IDR | 39000 | 39000 | 2025-11-14 | FIP Engineering | Mochammad Fadhillah Hakim, | FIP Engineering | FIP-DOM-000-11304-OS00001-INA-000000 | PO Closed | GL2510493 | 2025-10-09 | 2025-10-13 | 2025-11-30
121703331-2 | 121703331 - APPROVED | 2 | O-21064-00 | General - POS10 Rod End Bearing Ulir kiri; -; -; 1 Pc | 1 | Pieces | IDR | 39000 | 39000 | 2025-11-14 | FIP Engineering | Mochammad Fadhillah Hakim, | FIP Engineering | FIP-DOM-000-11304-OS00001-INA-000000 | PO Closed | GL2510493 | 2025-10-09 | 2025-10-13 | 2025-11-30
121703332-1 | 121703332 - APPROVED | 1 | P-20181-00 | General - Kunci Box Panel Uk. 110mm; Electrical Home; MS-104C-3-K; 1 pc | 1 | Pieces | IDR | 117000 | 117000 | 2025-11-14 | FIP Engineering | Mochammad Fadhillah Hakim, | FIP Engineering | FIP-DOM-000-11304-OS00001-INA-000000 | PO Closed | GL2510495 | 2025-10-09 | 2025-10-09 | 2025-11-10
121703332-2 | 121703332 - APPROVED | 2 | P-20183-00 | General - Kawat Las RB26 2mm 6013; Kobelco; -; 5kg/box | 1 | Box | IDR | 247000 | 247000 | 2025-11-14 | FIP Engineering | Mochammad Fadhillah Hakim, | FIP Engineering | FIP-DOM-000-11304-OS00001-INA-000000 | PO Closed | GL2510495 | 2025-10-09 | 2025-10-09 | 2025-11-10
121703333-1 | 121703333 - APPROVED | 1 | Q-10902-00 | Gypsum 9 mm;No Brand;;pack size per lembar | 3 | Pieces | IDR | 140000 | 420000 | 2025-11-14 | FIP General | Mochammad Fadhillah Hakim, | FIP Engineering | FIP-DOM-ENG-51502-0000000-INA-000000 | PO Closed | GL2510045 | 2025-10-09 | 2025-10-09 | 2025-11-05
121703334-1 | 121703334 - APPROVED | 1 | O-16943-00 | Tunnel ST1L - Potentiometer Model 10K 3turns P/n: 3757; ; ; | 5 | Pieces | IDR | 1023943 | 5119715 | 2025-11-14 | FIP Engineering | Mochammad Fadhillah Hakim, | FIP Engineering | FIP-DOM-000-11304-OS00001-INA-000000 | PO Closed | GL2510057 | 2025-10-09 | 2025-10-13 | 2025-12-30
121703335-1 | 121703335 - APPROVED | 1 | S-60002-00 | Jasa Perbaikan dan Pemeliharaan Mesin Utility - Tambahan kebutuhan perapihan server | 1 | Lot | IDR | 13100000 | 13100000 | 2025-11-14 | FIP General | Mochammad Fadhillah Hakim, | FIP Engineering | FIP-DOM-ENG-51508-0000000-INA-000000 | PO Closed |  | 2025-10-09 | 2025-10-21
121703336-1 | 121703336 - APPROVED | 1 | T-20123-00 | Acquity PDA/TUV 2489/2998 Perf Main Kit (lampu HPLC); Waters; P/N 201000281; 1 pc | 10 | Pieces | IDR | 12783725 | 127837250 | 2025-11-14 | FIP General | Mochammad Fadhillah Hakim, | FIP Engineering | FIP-DOM-ENG-51505-0000000-INA-000000 | PO Closed | GL2510052 | 2025-10-10 | 2025-10-21 | 2025-11-28
121703337-1 | 121703337 - APPROVED | 1 | Q-10128-00 | Thinner Super End/Impala @ 1 Liter | 20 | Pieces | IDR | 37500 | 750000 | 2025-10-24 | FIP Engineering | Mochammad Fadhillah Hakim, | FIP Engineering | FIP-DOM-000-11304-OS00001-INA-000000 | PO Closed | GL2510045 | 2025-10-10 | 2025-10-13 | 2025-11-05
121703339-1 | 121703339 - APPROVED | 1 | S-60050-00 | Jasa Perbaikan dan Pemeliharaan Mesin Produksi; ; ; - Perbaikan Minicapt | 1 | Pieces | IDR | 11500000 | 11500000 | 2025-11-14 | FIP General | Mochammad Fadhillah Hakim, | FIP Engineering | FIP-DOM-ENG-51504-0000000-INA-000000 | PO Closed |  | 2025-10-13 | 2025-10-21
121703341-1 | 121703341 - APPROVED | 1 | P-20258-00 | PW SKID - Seal Mainhole Tank; Custom Bentala; -; 1 pc | 2 | Pieces | IDR | 8000000 | 16000000 | 2025-12-19 | FIP Engineering | Mochammad Fadhillah Hakim, | FIP Engineering | FIP-DOM-000-11304-OS00001-INA-000000 | PO Closed | GL2510034 | 2025-10-13 | 2025-10-13 | 2026-01-05
121703342-1 | 121703342 - APPROVED | 1 | P-50428-00 | Pilot Lamps / Yellow / 220 VAC / AD22-22DS / AXLE | 3 | Pieces | IDR | 19500 | 58500 | 2025-11-14 | FIP Engineering | Mochammad Fadhillah Hakim, | FIP Engineering | FIP-DOM-000-11304-OS00001-INA-000000 | PO Closed | GL2510495 | 2025-10-13 | 2025-10-13 | 2025-11-10
121703343-1 | 121703343 - APPROVED | 1 | R-20024-00 | Machine Equipment; ; ; - Instalasi Pipa Utilitas Mesin Baru - Instalasi Pipa Utilitas Mesin Baru - Instalasi Pipa Utilitas Mesin Baru - Instalasi Pipa Utilitas Mesin Baru - Instalasi Pipa Utilitas Mesin Baru - Instalasi Pipa Utilitas Mesin | 1 | Unit | IDR | 382512175 | 382512175 | 2025-11-14 | FIP General | Mochammad Fadhillah Hakim, | FIP Engineering | FIP-DOM-PRJ-13404-MC25005-INA-000000 | PO Closed | GL2510056 | 2025-10-13 | 2025-10-14 | 2025-11-20
121703344-1 | 121703344 - APPROVED | 1 | P-52694-00 | ORP Transmitter (Field mounted) Type: 202551/05-8-01-4-0-00-25/000; JUMO; ; | 1 | Pieces | IDR | 16000000 | 16000000 | 2025-12-19 | FIP Engineering | Mochammad Fadhillah Hakim, | FIP Engineering | FIP-DOM-000-11304-OS00001-INA-000000 | PO Closed | GL2510031 | 2025-10-14 | 2025-10-14 | 2026-03-15
121703344-2 | 121703344 - APPROVED | 2 | P-52695-00 | ORP Electrode Type: 201027/10-22-07-82-120/000; JUMO; ; | 1 | Pieces | IDR | 4800000 | 4800000 | 2025-12-19 | FIP Engineering | Mochammad Fadhillah Hakim, | FIP Engineering | FIP-DOM-000-11304-OS00001-INA-000000 | PO Closed | GL2510031 | 2025-10-14 | 2025-10-14 | 2026-03-15
121703344-3 | 121703344 - APPROVED | 3 | P-52696-00 | ORP Cable Type: 202990/02; JUMO; ; | 1 | Pieces | IDR | 1600000 | 1600000 | 2025-12-19 | FIP Engineering | Mochammad Fadhillah Hakim, | FIP Engineering | FIP-DOM-000-11304-OS00001-INA-000000 | PO Closed | GL2510031 | 2025-10-14 | 2025-10-14 | 2026-03-15
121703347-1 | 121703347 - APPROVED | 1 | P-20233-00 | General - Baut + Mur Tembaga M10 x 20 Kunci 17; No Brand; -; 20pcs/pack | 1 | Pack | IDR | 85000 | 85000 | 2025-11-14 | FIP Engineering | Mochammad Fadhillah Hakim, | FIP Engineering | FIP-DOM-000-11304-OS00001-INA-000000 | PO Closed | GL2510495 | 2025-10-14 | 2025-10-14 | 2025-11-10
121703347-2 | 121703347 - APPROVED | 2 | P-20236-00 | General - Tee Reducer PVC 2 x 3/4inch; Rucika; -; 1 pc | 3 | Pieces | IDR | 30000 | 90000 | 2025-11-14 | FIP Engineering | Mochammad Fadhillah Hakim, | FIP Engineering | FIP-DOM-000-11304-OS00001-INA-000000 | PO Closed | GL2510041 | 2025-10-14 | 2025-10-14 | 2025-11-17
121703347-3 | 121703347 - APPROVED | 3 | P-20252-00 | General - Pressure Gauge Range 0-6 Bar Conn 1/2inch; Sika; MREM32107500G; 1 pc | 1 | Pieces | IDR | 1450000 | 1450000 | 2025-11-14 | FIP Engineering | Mochammad Fadhillah Hakim, | FIP Engineering | FIP-DOM-000-11304-OS00001-INA-000000 | PO Closed | GL2510495 | 2025-10-14 | 2025-10-14 | 2025-11-10
121703348-1 | 121703348 - APPROVED | 1 | Q-50025-00 | Flush Bolt 370mm; Dekkson; FB SQ 501; pc | 2 | Pieces | IDR | 135000 | 270000 | 2025-11-14 | FIP General | Mochammad Fadhillah Hakim, | FIP Engineering | FIP-DOM-ENG-51502-0000000-INA-000000 | PO Closed | GL2511001 | 2025-10-14 | 2025-10-14 | 2025-11-20
121703348-2 | 121703348 - APPROVED | 2 | Q-60340-00 | Cat Semprot Chrome Stainless 360ml; No Brand; ; can | 1 | Can | IDR | 65000 | 65000 | 2025-11-14 | FIP General | Mochammad Fadhillah Hakim, | FIP Engineering | FIP-DOM-ENG-51502-0000000-INA-000000 | PO Closed | GL2511001 | 2025-10-14 | 2025-10-14 | 2025-11-20
121703349-1 | 121703349 - APPROVED | 1 | T-12348-00 | Kabel Power CPU Cord 1,5m; ; ; | 2 | Pieces | IDR | 135000 | 270000 | 2025-11-14 | FIP General | Mochammad Fadhillah Hakim, | FIP Engineering | FIP-DOM-ENG-51505-0000000-INA-000000 | PO Closed | GL2511010 | 2025-10-14 | 2025-10-14 | 2025-11-14
121703350-1 | 121703350 - APPROVED | 1 | P-11348-00 | Roda Caster Supo Dia : 3" ( 75 x 38 mm) / Swivel Flange / With Breake | 8 | Pieces | IDR | 268500 | 2148000 | 2025-11-14 | FIP Engineering | Mochammad Fadhillah Hakim, | FIP Engineering | FIP-DOM-000-11304-OS00001-INA-000000 | PO Closed | GL2511309 | 2025-10-14 | 2025-10-14 | 2025-11-28
121703350-2 | 121703350 - APPROVED | 2 | P-19080-00 | Cabel Tie Mount 30 x 30 mm; Sigma; ; | 2 | Pieces | IDR | 120000 | 240000 | 2025-11-14 | FIP Engineering | Mochammad Fadhillah Hakim, | FIP Engineering | FIP-DOM-000-11304-OS00001-INA-000000 | PO Closed | GL2510496 | 2025-10-14 | 2025-10-14 | 2025-11-14
121703351-1 | 121703351 - APPROVED | 1 | Q-10517-00 | Kape Besi / Scraper / Skrap Besi;No Brand;;pack size per pcs | 5 | Pieces | IDR | 18000 | 90000 | 2025-11-14 | FIP General | Mochammad Fadhillah Hakim, | FIP Engineering | FIP-DOM-ENG-51502-0000000-INA-000000 | PO Closed | GL2511002 | 2025-10-14 | 2025-10-14 | 2025-11-20
121703352-1 | 121703352 - APPROVED | 1 | O-18870-00 | Oring Silicone Merah 18.4x13x2.7 mm; ; ; | 20 | Pieces | IDR | 25000 | 500000 | 2025-11-14 | FIP Engineering | Mochammad Fadhillah Hakim, | FIP Engineering | FIP-DOM-000-11304-OS00001-INA-000000 | PO Closed | GL2510494 | 2025-10-14 | 2025-10-14 | 2025-11-30
121703354-1 | 121703354 - APPROVED | 1 | P-13641-00 | Filter SO 5 micron 30 inch O-ring 222 Bayonet; ; ; | 10 | Pieces | IDR | 2195000 | 21950000 | 2025-10-31 | FIP Engineering | Mochammad Fadhillah Hakim, | FIP Engineering | FIP-DOM-000-11304-OS00001-INA-000000 | PO Closed | GL2511031 | 2025-10-16 | 2025-10-20 | 2025-11-30
121703355-1 | 121703355 - APPROVED | 1 | S-60002-00 | Jasa Perbaikan dan Pemeliharaan Mesin Utility - Rewinding motor Exhaust Nicotra dan rewinding motor tanki NaOCl dari 1 phase ke 3 phase | 1 | Lot | IDR | 2100000 | 2100000 | 2025-10-31 | FIP General | Mochammad Fadhillah Hakim, | FIP Engineering | FIP-DOM-ENG-51508-0000000-INA-000000 | PO Closed |  | 2025-10-16 | 2025-10-16
121703356-1 | 121703356 - APPROVED | 1 | O-53414-00 | Fedegari FVA2/A1 - Transition joint RTD Sensor PT100 4Wire, Sx, 1/3 DIN, 5x70mm, SSL, 0-150 C 10M; Radix; RTJ201-1-C-S-3-0-NA-XNA-05-0070-10-Si-PN; 1 Pc | 4 | Pieces | IDR | 2970000 | 11880000 | 2025-11-21 | FIP Engineering | Mochammad Fadhillah Hakim, | FIP Engineering | FIP-DOM-000-11304-OS00001-INA-000000 | PO Closed | GL2505051 | 2025-10-16 | 2025-10-20 | 2026-01-31
121703357-1 | 121703357 - APPROVED | 1 | P-50717-00 | General - Kabel UTP 4 Pairs Cat 6; Belden; -; 305m/roll | 1220 | Meter | IDR | 8032 | 9799040 | 2025-11-21 | FIP Engineering | Mochammad Fadhillah Hakim, | FIP Engineering | FIP-DOM-000-11304-OS00001-INA-000000 | PO Closed | GL2510495 | 2025-10-16 | 2025-10-16 | 2025-11-10
121703358-1 | 121703358 - APPROVED | 1 | R-20024-00 | Machine Equipment; ; ; - Web Sling Spanset 2ply 10Ton x 20 Meter, Orange Lebar Web 300mm - Web Sling Spanset 2ply 10Ton x 20 Meter, Orange Lebar Web 300mm | 1 | Unit | IDR | 9500000 | 9500000 | 2025-11-21 | FIP General | Mochammad Fadhillah Hakim, | FIP Engineering | FIP-DOM-PRJ-13404-MC25005-INA-000000 | PO Closed | GL2510038 | 2025-10-16 | 2025-10-16 | 2025-11-15
121703361-1 | 121703361 - APPROVED | 1 | S-11400-00 | Majun AA, No Brand, Budhi Supplies, pack size per kg | 20 | Kilogram | IDR | 45000 | 900000 | 2025-11-21 | FIP General | Mochammad Fadhillah Hakim, | FIP Engineering | FIP-DOM-ENG-51302-0000000-INA-000000 | PO Closed | GL2511008 | 2025-10-16 | 2025-10-22 | 2025-11-21
121703361-2 | 121703361 - APPROVED | 2 | S-11400-00 | Majun AA, No Brand, Budhi Supplies, pack size per kg | 20 | Kilogram | IDR | 45000 | 900000 | 2026-02-20 | FIP General | Mochammad Fadhillah Hakim, | FIP Engineering | FIP-DOM-ENG-51302-0000000-INA-000000 | PO Closed | GL2511008 | 2025-10-16 | 2025-10-22 | 2026-02-20
121703361-3 | 121703361 - APPROVED | 3 | S-11400-00 | Majun AA, No Brand, Budhi Supplies, pack size per kg | 20 | Kilogram | IDR | 45000 | 900000 | 2026-06-19 | FIP General | Mochammad Fadhillah Hakim, | FIP Engineering | FIP-DOM-ENG-51302-0000000-INA-000000 | PO Closed | GL2511008 | 2025-10-16 | 2025-10-22 | 2026-06-19
121703362-1 | 121703362 - APPROVED | 1 | T-20725-00 | Performance Plus Check Valve Housing; Waters; 700002332; | 3 | Pack | USD | 4774176 | 14322528 | 2025-11-21 | FIP General | Mochammad Fadhillah Hakim, | FIP Engineering | FIP-DOM-ENG-51505-0000000-INA-000000 | PO Closed | GL2510491 | 2025-10-16 | 2025-10-24 | 2025-11-28
121703362-2 | 121703362 - APPROVED | 2 | T-20591-00 | Kit, Performance PLUS seal pack rebuild; Waters; 700011783; 1 pieces / pack | 1 | Pieces | USD | 4535467 | 4535467 | 2025-11-21 | FIP General | Mochammad Fadhillah Hakim, | FIP Engineering | FIP-DOM-ENG-51505-0000000-INA-000000 | PO Closed | GL2510491 | 2025-10-16 | 2025-10-24 | 2025-11-28
121703362-3 | 121703362 - APPROVED | 3 | T-20118-00 | FILTER INSERT ASSY; Waters; P/N WAT088084; 1 pc | 2 | Pieces | USD | 369999 | 739997 | 2025-11-21 | FIP General | Mochammad Fadhillah Hakim, | FIP Engineering | FIP-DOM-ENG-51505-0000000-INA-000000 | PO Closed | GL2510491 | 2025-10-16 | 2025-10-24 | 2025-11-28
121703362-4 | 121703362 - APPROVED | 4 | T-20201-00 | ASSY,SOLVENT FILTER., Waters, Part No. WAT025531 | 2 | Pieces | USD | 1312898 | 2625797 | 2025-11-21 | FIP General | Mochammad Fadhillah Hakim, | FIP Engineering | FIP-DOM-ENG-51505-0000000-INA-000000 | PO Closed | GL2510491 | 2025-10-16 | 2025-10-24 | 2025-11-28
121703366-1 | 121703366 - APPROVED | 1 | S-50670-00 | Glass Cylinder 100 ml for Tap Density Tester; Pharma Test; 490-0112; 1 pc per pack | 1 | Pieces | IDR | 5000000 | 5000000 | 2025-12-19 | FIP General | Mochammad Fadhillah Hakim, | FIP Engineering | FIP-DOM-ENG-51906-0000000-INA-000000 | PO Closed | GL2511032 | 2025-10-17 | 2025-10-22 | 2025-12-19
121703367-1 | 121703367 - APPROVED | 1 | O-20993-00 | Capping VCM200 - Base Starwheel Uk. 413 x 185 x T :15; Custom/Lokal; -; 1 Pc | 1 | Pieces | IDR | 3750000 | 3750000 | 2025-11-21 | FIP Engineering | Mochammad Fadhillah Hakim, | FIP Engineering | FIP-DOM-000-11304-OS00001-INA-000000 | PO Closed | GL2511036 | 2025-10-17 | 2025-10-20 | 2026-01-10
121703368-1 | 121703368 - APPROVED | 1 | O-20552-00 | Marchesini MA155 - Toothed Belt 240 L 075 GUK; -; M660010218; 1 Pc | 1 | Pieces | IDR | 133600 | 133600 | 2025-11-21 | FIP Engineering | Mochammad Fadhillah Hakim, | FIP Engineering | FIP-DOM-000-11304-OS00001-INA-000000 | PO Closed | GL2511308 | 2025-10-17 | 2025-10-20 | 2025-12-21
121703368-2 | 121703368 - APPROVED | 2 | O-20553-00 | Marchesini MA155 - Toothed Belt 390 L 050; -; C261390050; 1 Pc | 2 | Pieces | IDR | 94000 | 188000 | 2025-11-21 | FIP Engineering | Mochammad Fadhillah Hakim, | FIP Engineering | FIP-DOM-000-11304-OS00001-INA-000000 | PO Closed | GL2511308 | 2025-10-17 | 2025-10-20 | 2025-12-21
121703368-3 | 121703368 - APPROVED | 3 | O-11763-00 | MARCHESINI MA 255 - Conveyor belt Nastro transporto FNI-5E er 1110x 75(sil); Marchesini; C721411175 pc | 2 | Pieces | IDR | 199700 | 399400 | 2025-11-21 | FIP Engineering | Mochammad Fadhillah Hakim, | FIP Engineering | FIP-DOM-000-11304-OS00001-INA-000000 | PO Closed | GL2511308 | 2025-10-17 | 2025-10-20 | 2025-12-21
121703368-4 | 121703368 - APPROVED | 4 | O-11762-00 | MARCHESINI MA 255 - Conveyor belt Nastro transporto FNB-8E 1850 X 40 HA; Marchesini; C720718540 pc | 1 | Pieces | IDR | 286700 | 286700 | 2025-11-21 | FIP Engineering | Mochammad Fadhillah Hakim, | FIP Engineering | FIP-DOM-000-11304-OS00001-INA-000000 | PO Closed | GL2511308 | 2025-10-17 | 2025-10-20 | 2025-12-21
121703368-5 | 121703368 - APPROVED | 5 | O-11761-00 | MARCHESINI MA 255 - Conveyor belt Nastro transporto FNB-8E 1380 X 40 HA; Marchesini; C720713840 pc | 1 | Pieces | IDR | 246300 | 246300 | 2025-11-21 | FIP Engineering | Mochammad Fadhillah Hakim, | FIP Engineering | FIP-DOM-000-11304-OS00001-INA-000000 | PO Closed | GL2511308 | 2025-10-17 | 2025-10-20 | 2025-12-21
121703369-1 | 121703369 - APPROVED | 1 | P-20272-00 | General - V Belt SPA 1132; Mitsuboshi; -; 1 pc | 10 | Pieces | IDR | 41320 | 413200 | 2025-11-21 | FIP Engineering | Mochammad Fadhillah Hakim, | FIP Engineering | FIP-DOM-000-11304-OS00001-INA-000000 | PO Closed | GL2510048 | 2025-10-17 | 2025-10-17 | 2025-11-21
121703370-1 | 121703370 - APPROVED | 1 | P-13370-00 | General - Pulser SCR Heater Controller Wall Mounted 0-10 VD DC; Regin; 240-X010; 1 unit | 3 | Unit | IDR | 4176900 | 12530700 | 2025-11-21 | FIP Engineering | Mochammad Fadhillah Hakim, | FIP Engineering | FIP-DOM-000-11304-OS00001-INA-000000 | PO Closed | GL2511014 | 2025-10-20 | 2025-10-22 | 2025-11-21
121703371-1 | 121703371 - APPROVED | 1 | P-50428-00 | Pilot Lamps / Yellow / 220 VAC / AD22-22DS / AXLE | 3 | Pieces | IDR | 11100 | 33300 | 2025-11-28 | FIP Engineering | Mochammad Fadhillah Hakim, | FIP Engineering | FIP-DOM-000-11304-OS00001-INA-000000 | PO Closed | GL2511311 | 2025-10-20 | 2025-10-22 | 2026-01-20
121703371-2 | 121703371 - APPROVED | 2 | P-50426-00 | Pilot Lamps / Green / 220 VAC / AD22-22DS / AXLE | 3 | Pieces | IDR | 11100 | 33300 | 2025-11-28 | FIP Engineering | Mochammad Fadhillah Hakim, | FIP Engineering | FIP-DOM-000-11304-OS00001-INA-000000 | PO Closed | GL2511311 | 2025-10-20 | 2025-10-22 | 2026-01-20
121703371-3 | 121703371 - APPROVED | 3 | P-19949-00 | General - Label Maker Cable CAT6A; No Brand; -; 1 pc | 500 | Pieces | IDR | 1000 | 500000 | 2025-11-28 | FIP Engineering | Mochammad Fadhillah Hakim, | FIP Engineering | FIP-DOM-000-11304-OS00001-INA-000000 | PO Closed | GL2511311 | 2025-10-20 | 2025-10-22 | 2026-01-20
121703372-1 | 121703372 - APPROVED | 1 | O-52825-00 | Freeze Dryer MBE1207 - SV54 14193T 330 S.S+FKM I/O: G1/4 Inch Orifice 4mm Kv=0.28 m3/h NO DC24V p/n:; BURKERT; ; | 2 | Pieces | USD | 5975345 | 11950691 | 2025-12-26 | FIP Engineering | Mochammad Fadhillah Hakim, | FIP Engineering | FIP-DOM-000-11304-OS00001-INA-000000 | PO Closed | GL2603009 | 2025-10-20 | 2026-02-04 | 2026-05-26
121703376-1 | 121703376 - APPROVED | 1 | P-52854-00 | General - Socket RJ45 Cat 6; Belden; -; 50pcs/pack | 2 | Pieces | IDR | 315000 | 630000 | 2025-11-21 | FIP Engineering | Mochammad Fadhillah Hakim, | FIP Engineering | FIP-DOM-000-11304-OS00001-INA-000000 | PO Closed | GL2511310 | 2025-10-21 | 2025-10-22 | 2025-11-28
121703377-1 | 121703377 - APPROVED | 1 | O-16732-00 | Autoclave Fedegari FVA2/A1 NB2963AT - KIT Ricambi Valv. DN10 ON-OFF FEDEGARI ASIA PTE LTD P/N : KS000025 pc | 10 | Pieces | EUR | 225672 | 2256719 | 2025-12-26 | FIP Engineering | Mochammad Fadhillah Hakim, | FIP Engineering | FIP-DOM-000-11304-OS00001-INA-000000 | PO Closed | GL2511305 | 2025-10-21 | 2025-10-22 | 2026-03-26
121703378-1 | 121703378 - APPROVED | 1 | Q-12060-00 | Polyurethane (PU) Foam Sealent Spray; No Brand; LX-100; pack size 750 ml per botol | 50 | Botol | IDR | 58500 | 2925000 | 2025-11-21 | FIP Engineering | Mochammad Fadhillah Hakim, | FIP Engineering | FIP-DOM-000-11304-OS00001-INA-000000 | PO Closed | GL2511012 | 2025-10-21 | 2025-10-22 | 2025-11-21
121703379-1 | 121703379 - APPROVED | 1 | O-16647-00 | Washing RAR4 - Oring Silicone Merah 23x18x2.5 mm; ; ; | 150 | Pieces | IDR | 35000 | 5250000 | 2025-11-21 | FIP Engineering | Mochammad Fadhillah Hakim, | FIP Engineering | FIP-DOM-000-11304-OS00001-INA-000000 | PO Closed | GL2511307 | 2025-10-21 | 2025-10-22 | 2025-12-21
121703382-1 | 121703382 - APPROVED | 1 | Q-50020-00 | Engsel Tanam Pintu D40; Dekkson; Type D40; pc | 3 | Pieces | IDR | 650000 | 1950000 | 2025-11-28 | FIP General | Mochammad Fadhillah Hakim, | FIP Engineering | FIP-DOM-ENG-51502-0000000-INA-000000 | PO Closed | GL2511056 | 2025-10-22 | 2025-11-08 | 2025-12-12
121703383-1 | 121703383 - APPROVED | 1 | S-40530-00 | Acrylic Box; ; ; - Akrilik Lembaran 3mm Bening 120x120cm | 1 | Pieces | IDR | 550000 | 550000 | 2025-11-28 | FIP General | Mochammad Fadhillah Hakim, | FIP Engineering | FIP-DOM-ENG-51404-0000000-INA-000000 | PO Closed | GL2512009 | 2025-10-22 | 2025-10-28 | 2025-12-19
121703384-1 | 121703384 - APPROVED | 1 | P-53262-00 | Din Rail MCB; ; ; | 10 | Pieces | IDR | 115500 | 1155000 | 2025-11-28 | FIP General | Mochammad Fadhillah Hakim, | FIP Engineering | FIP-DOM-ENG-51404-0000000-INA-000000 | PO Closed | GL2511312 | 2025-10-22 | 2025-11-03 | 2025-12-05
121703392-1 | 121703392 - APPROVED | 1 | P-53149-00 | General - Kabel NYAF 3 x 2.5mm; Jembo; -; 1 meter | 100 | Meter | IDR | 30000 | 3000000 | 2025-10-31 | FIP Engineering | Mochammad Fadhillah Hakim, | FIP Engineering | FIP-DOM-000-11304-OS00001-INA-000000 | PO Closed | GL2511311 | 2025-10-23 | 2025-11-03 | 2026-01-20
121703392-3 | 121703392 - APPROVED | 3 | P-53262-00 | Din Rail MCB; ; ; | 2 | Pieces | IDR | 15750 | 31500 | 2025-10-31 | FIP General | Mochammad Fadhillah Hakim, | FIP Engineering | FIP-DOM-ENG-51404-0000000-INA-000000 | PO Closed | GL2511312 | 2025-10-23 | 2025-11-03 | 2025-12-05
121703393-1 | 121703393 - APPROVED | 1 | P-50427-00 | Pilot Lamps / Red / 220 VAC / AD22-221DS / AXLE | 8 | Pieces | IDR | 19500 | 156000 | 2025-11-28 | FIP Engineering | Mochammad Fadhillah Hakim, | FIP Engineering | FIP-DOM-000-11304-OS00001-INA-000000 | PO Closed | GL2511311 | 2025-10-23 | 2025-10-28 | 2026-01-20
121703403-1 | 121703403 - APPROVED | 1 | Q-60502-00 | Silicone Sealant, Silglaze, Type N10 White, pack size per pcs | 30 | Pieces | IDR | 41000 | 1230000 | 2025-11-28 | FIP Engineering | Mochammad Fadhillah Hakim, | FIP Engineering | FIP-DOM-000-11304-OS00001-INA-000000 | PO Closed | GL2511011 | 2025-10-24 | 2025-10-28 | 2025-11-28
121703405-1 | 121703405 - APPROVED | 1 | S-40586-00 | Container Box; Claris; ; - Container/Box Plastik claris 70 liter (77x42x32) Type 1022 | 5 | Pieces | IDR | 275000 | 1375000 | 2025-11-28 | FIP General | Mochammad Fadhillah Hakim, | FIP Engineering | FIP-DOM-ENG-51404-0000000-INA-000000 | PO Closed | GL2511041 | 2025-10-24 | 2025-10-28 | 2025-11-21
121703406-1 | 121703406 - APPROVED | 1 | P-20019-00 | General - Door Sticker T30-X; Austar; -; 1 pc | 20 | Pieces | IDR | 206250 | 4125000 | 2025-12-26 | FIP Engineering | Mochammad Fadhillah Hakim, | FIP Engineering | FIP-DOM-000-11304-OS00001-INA-000000 | PO Closed | GL2511030 | 2025-10-24 | 2025-10-28 | 2026-04-30
121703409-1 | 121703409 - APPROVED | 1 | O-14022-00 | Valve Base SV-3-M5 Festo FESTO P/N : - pc | 1 | Pieces | IDR | 840300 | 840300 | 2025-11-28 | FIP Engineering | Mochammad Fadhillah Hakim, | FIP Engineering | FIP-DOM-000-11304-OS00001-INA-000000 | PO Closed | GL2511301 | 2025-10-28 | 2025-11-03 | 2025-11-28
121703410-1 | 121703410 - APPROVED | 1 | P-50930-00 | General - One-way Flow Control Valve GRLA-M5-QS-4-RS-D; Festo; 197577; 1 pc | 6 | Pieces | IDR | 258904 | 1553424 | 2025-11-28 | FIP Engineering | Mochammad Fadhillah Hakim, | FIP Engineering | FIP-DOM-000-11304-OS00001-INA-000000 | PO Closed | GL2511004 | 2025-10-28 | 2025-11-03 | 2025-11-28
121703411-1 | 121703411 - APPROVED | 1 | P-51252-00 | Skun O dia 2.5 mm | 3 | Pieces | IDR | 45000 | 135000 | 2025-11-28 | FIP Engineering | Mochammad Fadhillah Hakim, | FIP Engineering | FIP-DOM-000-11304-OS00001-INA-000000 | PO Closed | GL2511309 | 2025-10-28 | 2025-11-03 | 2025-11-28
121703412-1 | 121703412 - APPROVED | 1 | Q-70222-00 | Insulated Screwdriver LPISS7; Krisbow; 10002071; 7 pc/set | 1 | Set | IDR | 469900 | 469900 | 2025-11-28 | FIP General | Mochammad Fadhillah Hakim, | FIP Engineering | FIP-DOM-ENG-51404-0000000-INA-000000 | PO Closed | GL2511027 | 2025-10-28 | 2025-10-28 | 2025-11-28
121703413-1 | 121703413 - APPROVED | 1 | O-21089-00 | Capping VCM200 - Oil Seal 20x28x4mm; NBR; -; 1 Pc | 1 | Pieces | IDR | 9500 | 9500 | 2025-11-28 | FIP Engineering | Mochammad Fadhillah Hakim, | FIP Engineering | FIP-DOM-000-11304-OS00001-INA-000000 | PO Closed | GL2511303 | 2025-10-28 | 2025-11-03 | 2025-12-15
121703413-2 | 121703413 - APPROVED | 2 | O-53454-00 | Coating PLAB - Cooling Axial Fan 220-240V 50-60Hz 0,2-0,17A Metal; Kaku; KA1725HA2; 1 Pc | 1 | Pieces | IDR | 2000000 | 2000000 | 2025-11-28 | FIP Engineering | Mochammad Fadhillah Hakim, | FIP Engineering | FIP-DOM-000-11304-OS00001-INA-000000 | PO Closed | GL2511303 | 2025-10-28 | 2025-11-03 | 2025-12-15
121703414-1 | 121703414 - APPROVED | 1 | P-19381-00 | General - Adaptor Nepel Kran Freon R22/R410 Isi Freon AC , Low & High; No Brand; ; 1 Pc | 5 | Pieces | IDR | 85000 | 425000 | 2025-11-28 | FIP Engineering | Mochammad Fadhillah Hakim, | FIP Engineering | FIP-DOM-000-11304-OS00001-INA-000000 | PO Closed | GL2511309 | 2025-10-28 | 2025-11-03 | 2025-11-28
121703415-1 | 121703415 - APPROVED | 1 | Q-50026-00 | Electric Dropbolt Lock door access 5 Kabel Delay; Lokal; ; pc | 2 | Pieces | IDR | 500000 | 1000000 | 2025-11-28 | FIP General | Mochammad Fadhillah Hakim, | FIP Engineering | FIP-DOM-ENG-51502-0000000-INA-000000 | PO Closed | GL2511056 | 2025-10-28 | 2025-10-28 | 2025-12-12
121703416-1 | 121703416 - APPROVED | 1 | O-52316-00 | Socket Sensor 4 Pin Drat M8 DOS-0804-G; Sick; ; | 2 | Unit | IDR | 250000 | 500000 | 2025-11-28 | FIP Engineering | Mochammad Fadhillah Hakim, | FIP Engineering | FIP-DOM-000-11304-OS00001-INA-000000 | PO Closed | GL2511304 | 2025-10-28 | 2025-11-03 | 2025-12-10
121703417-1 | 121703417 - APPROVED | 1 | P-12515-00 | General - Mata Bor, HSS, 1 - 13 mm; NACHI; -; 25 pcs per set | 1 | Pieces | IDR | 2600000 | 2600000 | 2025-11-28 | FIP Engineering | Mochammad Fadhillah Hakim, | FIP Engineering | FIP-DOM-000-11304-OS00001-INA-000000 | PO Closed | GL2511311 | 2025-10-28 | 2025-10-28 | 2026-01-20
121703417-2 | 121703417 - APPROVED | 2 | P-20150-00 | General - Y Strainer Kuningan/Brass 1/2inch, Connection Screw, Class 150; Kitz; -; 1 pc | 1 | Pieces | IDR | 240500 | 240500 | 2025-11-28 | FIP Engineering | Mochammad Fadhillah Hakim, | FIP Engineering | FIP-DOM-000-11304-OS00001-INA-000000 | PO Closed | GL2511310 | 2025-10-28 | 2025-10-28 | 2025-11-28
121703417-3 | 121703417 - APPROVED | 3 | P-20238-00 | General - Gate Valve Kuningan 1/2 Inch ASA; KITZ; -; 1 pc | 2 | Pieces | IDR | 260000 | 520000 | 2025-11-28 | FIP Engineering | Mochammad Fadhillah Hakim, | FIP Engineering | FIP-DOM-000-11304-OS00001-INA-000000 | PO Closed | GL2511309 | 2025-10-28 | 2025-10-28 | 2025-11-28
121703418-1 | 121703418 - APPROVED | 1 | S-20479-00 | 3M N95 Respirator Filter; 3M; 5N11-25-50; 10 pc/box | 2 | Box | IDR | 178000 | 356000 | 2025-11-28 | FIP General | Mochammad Fadhillah Hakim, | FIP Engineering | FIP-DOM-ENG-51404-0000000-INA-000000 | PO Closed | GL2511028 | 2025-10-28 | 2025-10-28 | 2025-11-28
121703418-2 | 121703418 - APPROVED | 2 | S-20499-00 | Filter Retainer 501 (Plastik Penutup Prefilter 5N11); 3M; 501; 10 pc/pck | 10 | Pieces | IDR | 20800 | 208000 | 2025-11-28 | FIP General | Mochammad Fadhillah Hakim, | FIP Engineering | FIP-DOM-ENG-51404-0000000-INA-000000 | PO Closed | GL2511028 | 2025-10-28 | 2025-10-28 | 2025-11-28
121703418-3 | 121703418 - APPROVED | 3 | S-20669-00 | Multi Gas & Vapor Cartridge; 3M; 6006M; pc | 6 | Pieces | IDR | 325000 | 1950000 | 2025-11-28 | FIP General | Mochammad Fadhillah Hakim, | FIP Engineering | FIP-DOM-ENG-51404-0000000-INA-000000 | PO Closed | GL2511028 | 2025-10-28 | 2025-10-28 | 2025-11-28
121703420-1 | 121703420 - APPROVED | 1 | P-54351-00 | General - Carbon Brush Set Mini Grinder MG005; No Brand; -; 1 set | 2 | Set | IDR | 35000 | 70000 | 2025-11-28 | FIP Engineering | Mochammad Fadhillah Hakim, | FIP Engineering | FIP-DOM-000-11304-OS00001-INA-000000 | PO Closed | GL2511309 | 2025-10-28 | 2025-11-03 | 2025-11-28
121703420-2 | 121703420 - APPROVED | 2 | P-54370-00 | General - Lampu Indikator 24V 5W 1kaki; Hella; -; 10pcs/box | 2 | Box | IDR | 98500 | 197000 | 2025-11-28 | FIP Engineering | Mochammad Fadhillah Hakim, | FIP Engineering | FIP-DOM-000-11304-OS00001-INA-000000 | PO Closed | GL2511309 | 2025-10-28 | 2025-11-03 | 2025-11-28
121703421-1 | 121703421 - APPROVED | 1 | Q-10900-00 | Skrup Baja Hitam;No Brand;;pack size per pack | 1 | Pack | IDR | 92150 | 92150 | 2025-11-28 | FIP Engineering | Mochammad Fadhillah Hakim, | FIP Engineering | FIP-DOM-000-11304-OS00001-INA-000000 | PO Closed | GL2511056 | 2025-10-28 | 2025-10-28 | 2025-12-12
121703422-1 | 121703422 - APPROVED | 1 | P-18965-00 | Sparepart Maintenance Kit SRV66 Size 1-2 Inch (0,8 - 2,5 barg); Spirax Sarco; 6404141UA-1; | 1 | Pieces | IDR | 24000000 | 24000000 | 2025-11-28 | FIP Engineering | Mochammad Fadhillah Hakim, | FIP Engineering | FIP-DOM-000-11304-OS00001-INA-000000 | PO Closed | GL2511013 | 2025-10-28 | 2025-10-28 | 2025-11-28
121703423-1 | 121703423 - APPROVED | 1 | S-40622-00 | Kaca film; ; ; - Kaca Film Technoguard Premium USA, Black 80% 152 cm x 35 Mtr Tebal 1,2 Plt, Kegelapan 80%; IR 75%, UV 99%, VLT 3% / Roll | 3 | Meter | IDR | 1325000 | 3975000 | 2025-11-28 | FIP General | Mochammad Fadhillah Hakim, | FIP Engineering | FIP-DOM-ENG-51502-0000000-INA-000000 | PO Closed | GL2512047 | 2025-10-28 | 2025-11-08 | 2025-12-30
121703424-1 | 121703424 - APPROVED | 1 | Q-60405-00 | Cat Durogloss DR-2000; Propan; Type Spiders Web 90YY 73/040; 0,9 L/can | 6 | Can | IDR | 95919 | 575514 | 2025-12-05 | FIP General | Mochammad Fadhillah Hakim, | FIP Engineering | FIP-DOM-ENG-51402-0000000-INA-000000 | PO Closed | GL2512016 | 2025-10-29 | 2025-11-21 | 2025-12-24
121703425-1 | 121703425 - APPROVED | 1 | Q-10128-00 | Thinner Super End/Impala @ 1 Liter | 10 | Pieces | IDR | 37500 | 375000 | 2025-12-05 | FIP Engineering | Mochammad Fadhillah Hakim, | FIP Engineering | FIP-DOM-000-11304-OS00001-INA-000000 | PO Closed | GL2511050 | 2025-10-29 | 2025-11-10 | 2025-12-12
121703426-1 | 121703426 - APPROVED | 1 | P-53363-00 | Contactor Schneider LC1D12M7 Coil 220 VAC; ; ; | 9 | Pieces | IDR | 185000 | 1665000 | 2025-11-28 | FIP Engineering | Mochammad Fadhillah Hakim, | FIP Engineering | FIP-DOM-000-11304-OS00001-INA-000000 | PO Closed | GL2512326 | 2025-10-29 | 2025-11-21 | 2026-01-02
121703428-1 | 121703428 - APPROVED | 1 | S-60050-00 | Jasa Perbaikan dan Pemeliharaan Mesin Produksi; ; ; - Perbaikan Membran cRABS | 1 | Pieces | IDR | 2600000 | 2600000 | 2025-11-07 | FIP General | Mochammad Fadhillah Hakim, | FIP Engineering | FIP-DOM-ENG-51504-0000000-INA-000000 | PO Closed | GL2512002 | 2025-10-29 | 2025-11-08 | 2025-12-15
121703429-1 | 121703429 - APPROVED | 1 | P-11968-00 | Berusynt FGH Spray H1 - Bechem | 4 | Pieces | IDR | 380000 | 1520000 | 2025-12-05 | FIP Engineering | Mochammad Fadhillah Hakim, | FIP Engineering | FIP-DOM-000-11304-OS00001-INA-000000 | PO Closed | GL2512324 | 2025-10-29 | 2025-11-21 | 2026-01-05
121703432-1 | 121703432 - APPROVED | 1 | P-54447-00 | General - Lampu LED Downlight DN027B G3 D125 9W, 900 lm, 65k, Putih; Philips; -; 1 pc | 25 | Pieces | IDR | 165000 | 4125000 | 2025-12-05 | FIP Engineering | Mochammad Fadhillah Hakim, | FIP Engineering | FIP-DOM-000-11304-OS00001-INA-000000 | PO Closed |  | 2025-10-30 | 2025-11-04 | 2025-12-05
121703433-1 | 121703433 - APPROVED | 1 | P-19410-00 | General - Bearing NATA5902; IKO; -; 1 pc | 20 | Pieces | IDR | 136635 | 2732700 | 2025-12-05 | FIP Engineering | Mochammad Fadhillah Hakim, | FIP Engineering | FIP-DOM-000-11304-OS00001-INA-000000 | PO Closed | GL2511005 | 2025-10-30 | 2025-11-04 | 2025-12-05
121703434-1 | 121703434 - APPROVED | 1 | O-20496-00 | General - Diaphragm Grade ER SQUARE Type A EPDM Diaphragm Screw; Saunders; DP008ER; 1 Pc | 3 | Pieces | IDR | 6201000 | 18603000 | 2025-12-19 | FIP Engineering | Mochammad Fadhillah Hakim, | FIP Engineering | FIP-DOM-000-11304-OS00001-INA-000000 | PO Closed | GL2512319 | 2025-10-30 | 2025-11-13 | 2026-02-28
121703435-1 | 121703435 - APPROVED | 1 | O-53441-00 | Autoclave Service NA2247AU - Pressure Transducer MOD. PBMH 24; Fedegari; CD230063; 1 Pc | 1 | Pieces | IDR | 35012000 | 35012000 | 2025-12-05 | FIP Engineering | Mochammad Fadhillah Hakim, | FIP Engineering | FIP-DOM-000-11304-OS00001-INA-000000 | PO Closed | GL2511305 | 2025-10-30 | 2025-11-13 | 2026-03-26
121703435-2 | 121703435 - APPROVED | 2 | O-20982-00 | Autoclave FVA2/A1 - SILICONE GASKET FO-5 900X1300; Fedegari; PP600076; 1 Pc | 1 | Pieces | IDR | 8093000 | 8093000 | 2025-12-05 | FIP Engineering | Mochammad Fadhillah Hakim, | FIP Engineering | FIP-DOM-000-11304-OS00001-INA-000000 | PO Closed | GL2511305 | 2025-10-30 | 2025-11-13 | 2026-03-26
121703437-1 | 121703437 - APPROVED | 1 | O-53442-00 | Autoclave Service NA2247AU - Pressure Switch Alco Controls PS3-AJR 0.8-1 bar Assy; Fedegari; GP00045; 1 Pc | 1 | Pieces | IDR | 2822000 | 2822000 | 2025-12-05 | FIP Engineering | Mochammad Fadhillah Hakim, | FIP Engineering | FIP-DOM-000-11304-OS00001-INA-000000 | PO Closed | GL2511305 | 2025-10-30 | 2025-11-04 | 2026-03-26
121703437-2 | 121703437 - APPROVED | 2 | O-21124-00 | Autoclave Service NA2247AU - O ring 15.47x3.53; Fedegari; CC150170; 1 Pc | 5 | Pieces | IDR | 75000 | 375000 | 2025-12-05 | FIP Engineering | Mochammad Fadhillah Hakim, | FIP Engineering | FIP-DOM-000-11304-OS00001-INA-000000 | PO Closed | GL2511305 | 2025-10-30 | 2025-11-04 | 2026-03-26
121703437-3 | 121703437 - APPROVED | 3 | O-21125-00 | Autoclave Service NA2247AU - O ring 34.52x3.53; Fedegari; CC150171; 1 Pc | 5 | Pieces | IDR | 50000 | 250000 | 2025-12-05 | FIP Engineering | Mochammad Fadhillah Hakim, | FIP Engineering | FIP-DOM-000-11304-OS00001-INA-000000 | PO Closed | GL2511305 | 2025-10-30 | 2025-11-04 | 2026-03-26
121703438-1 | 121703438 - APPROVED | 1 | O-53466-00 | cRABS Z064CR - DOOR SAFETY SWITCHES ; SCHMERSAL ; MAGNET BPS-260; ; 14061; 1 Pc | 1 | Pieces | IDR | 490220 | 490220 | 2025-12-05 | FIP Engineering | Mochammad Fadhillah Hakim, | FIP Engineering | FIP-DOM-000-11304-OS00001-INA-000000 | PO Closed | GL2511060 | 2025-10-30 | 2025-11-04 | 2026-03-16
121703439-1 | 121703439 - APPROVED | 1 | O-19372-00 | Washing RAR4 - Needle PW, OD.15mmx123mm, Material SS 319; ; ; | 1 | Pieces | IDR | 1750000 | 1750000 | 2025-12-05 | FIP Engineering | Mochammad Fadhillah Hakim, | FIP Engineering | FIP-DOM-000-11304-OS00001-INA-000000 | PO Closed | GL2512331 | 2025-10-30 | 2025-11-21 | 2026-02-10
121703440-1 | 121703440 - APPROVED | 1 | P-19206-00 | HB Series (H13) :592x592x292mm Minimum efficiency : 99,99% on 0,3 micron Rec.final resistance:50; IAF; ; | 6 | Pieces | IDR | 2800000 | 16800000 | 2025-12-05 | FIP Engineering | Mochammad Fadhillah Hakim, | FIP Engineering | FIP-DOM-000-11304-OS00001-INA-000000 | PO Closed | GL2512030 | 2025-10-30 | 2025-11-13 | 2026-01-10
121703440-2 | 121703440 - APPROVED | 2 | O-19386-00 | HEPA FILTER 610 x 610 x 305 Class: H14 - 99,999%; Hencolin; ; | 2 | Pieces | IDR | 2000000 | 4000000 | 2025-12-05 | FIP Engineering | Mochammad Fadhillah Hakim, | FIP Engineering | FIP-DOM-000-11304-OS00001-INA-000000 | PO Closed | GL2512321 | 2025-10-30 | 2025-11-13 | 2026-01-31
121703440-3 | 121703440 - APPROVED | 3 | O-19380-00 | Minipleat filters panel F781, size: 610x610x292 Class (EN 1822) : H14 - 99,995% MPPS; Hencolin; ; | 1 | Pieces | IDR | 2100000 | 2100000 | 2025-12-05 | FIP Engineering | Mochammad Fadhillah Hakim, | FIP Engineering | FIP-DOM-000-11304-OS00001-INA-000000 | PO Closed | GL2512321 | 2025-10-30 | 2025-11-13 | 2026-01-31
121703441-1 | 121703441 - APPROVED | 1 | P-13787-00 | General - IAF HB Series (H13) Minimum eff.: 99.99% on 0.3 micron, Size: 305 x 305 x 292mm; IAF; -; 1 pc | 1 | Pieces | IDR | 1900000 | 1900000 | 2025-12-05 | FIP Engineering | Mochammad Fadhillah Hakim, | FIP Engineering | FIP-DOM-000-11304-OS00001-INA-000000 | PO Closed | GL2512030 | 2025-10-30 | 2025-11-21 | 2026-01-10
121703442-1 | 121703442 - APPROVED | 1 | O-52841-00 | Freeze Dryer MBE1207 - Mechanical Positioner Switch 50-0406-12610-532 P/n: EB14-00072; BRAY; ; | 2 | Pieces | IDR | 1421019 | 2842038 | 2026-01-30 | FIP Engineering | Mochammad Fadhillah Hakim, | FIP Engineering | FIP-DOM-000-11304-OS00001-INA-000000 | PO Closed | GL2511035 | 2025-10-30 | 2025-11-04 | 2026-02-10
121703443-1 | 121703443 - APPROVED | 1 | O-53476-00 | Tunnel ST1L - High Precision Optical Fiber; Omron; E32T61S5M; ; ; 1 Pc | 1 | Pieces | IDR | 14217000 | 14217000 | 2025-12-05 | FIP Engineering | Mochammad Fadhillah Hakim, | FIP Engineering | FIP-DOM-000-11304-OS00001-INA-000000 | PO Closed | GL2511300 | 2025-10-30 | 2025-11-04 | 2026-04-05
121703443-2 | 121703443 - APPROVED | 2 | O-53480-00 | Tunnel ST1L - Amplifier PNP for Optical Fiber 12-24 VDC; Omron; E3XNA41; ; ; 1 Pc | 1 | Pieces | IDR | 630000 | 630000 | 2025-12-05 | FIP Engineering | Mochammad Fadhillah Hakim, | FIP Engineering | FIP-DOM-000-11304-OS00001-INA-000000 | PO Closed | GL2511300 | 2025-10-30 | 2025-11-04 | 2025-12-12
121703443-3 | 121703443 - APPROVED | 3 | O-53477-00 | Tunnel ST1L - Lens For Optic Fibers; Omron; E39F1; ; ; 1 Pc | 1 | Pieces | IDR | 261000 | 261000 | 2025-12-05 | FIP Engineering | Mochammad Fadhillah Hakim, | FIP Engineering | FIP-DOM-000-11304-OS00001-INA-000000 | PO Closed | GL2511300 | 2025-10-30 | 2025-11-04 | 2025-12-12
121703444-1 | 121703444 - APPROVED | 1 | O-53439-00 | General - Photoelectric Fiber Sensor Head; Keyence; FU-7F; 1 Pc | 1 | Pieces | IDR | 710000 | 710000 | 2025-12-05 | FIP Engineering | Mochammad Fadhillah Hakim, | FIP Engineering | FIP-DOM-000-11304-OS00001-INA-000000 | PO Closed | GL2511302 | 2025-10-30 | 2025-11-04 | 2025-12-17
121703449-1 | 121703449 - APPROVED | 1 | P-53382-00 | General - Exhaust Fan; KDK; 24CDQNA; 1 unit | 1 | Unit | IDR | 850000 | 850000 | 2025-12-05 | FIP Engineering | Mochammad Fadhillah Hakim, | FIP Engineering | FIP-DOM-000-11304-OS00001-INA-000000 | PO Closed | GL2511311 | 2025-11-04 | 2025-11-04 | 2026-01-20
121703450-1 | 121703450 - APPROVED | 1 | P-53169-00 | Ballast Electronic EB-C 228 TL5, 2x28W; Phillips; ; | 20 | Pieces | IDR | 165000 | 3300000 | 2025-12-05 | FIP Engineering | Mochammad Fadhillah Hakim, | FIP Engineering | FIP-DOM-000-11304-OS00001-INA-000000 | PO Closed | GL2512325 | 2025-11-04 | 2025-11-21 | 2025-12-05
121703456-1 | 121703456 - APPROVED | 1 | O-15718-00 | SYNTHETIC FOOD GRADE, CRC - P/N : NSF H1 pc | 3 | Pieces | IDR | 535000 | 1605000 | 2025-12-12 | FIP Engineering | Mochammad Fadhillah Hakim, | FIP Engineering | FIP-DOM-000-11304-OS00001-INA-000000 | PO Closed | GL2512316 | 2025-11-06 | 2025-11-07 | 2026-01-20
121703457-1 | 121703457 - APPROVED | 1 | O-21032-00 | Washing RAR4 - Steel Ball / Gotri 2.5mm; -; -; 1 pck = 100pc | 1 | Pack | IDR | 150000 | 150000 | 2025-12-12 | FIP Engineering | Mochammad Fadhillah Hakim, | FIP Engineering | FIP-DOM-000-11304-OS00001-INA-000000 | PO Closed | GL2512317 | 2025-11-06 | 2025-11-07 | 2026-01-15
121703458-1 | 121703458 - APPROVED | 1 | P-17867-00 | Clamp Ferrule SS304 dia 2"; ; ; | 3 | Unit | IDR | 150000 | 450000 | 2025-12-12 | FIP Engineering | Mochammad Fadhillah Hakim, | FIP Engineering | FIP-DOM-000-11304-OS00001-INA-000000 | PO Closed | GL2511312 | 2025-11-06 | 2025-11-10 | 2025-12-05
121703459-1 | 121703459 - APPROVED | 1 | P-13513-00 | Magnehelic 0-500 Pa; Dwyer; Model : 2000-500PA; pieces | 1 | Pack | IDR | 1600000 | 1600000 | 2025-12-12 | FIP Engineering | Mochammad Fadhillah Hakim, | FIP Engineering | FIP-DOM-000-11304-OS00001-INA-000000 | PO Closed | GL2511065 | 2025-11-06 | 2025-11-07 | 2025-12-12
121703460-1 | 121703460 - APPROVED | 1 | O-21127-00 | Freeze Dryer Lyofast 10 - Sight Glass Seal Silicone O-ring OD 170,6 ID 160 Tebal 5.3; ; ; 1 Pc | 5 | Pieces | IDR | 235000 | 1175000 | 2025-12-12 | FIP Engineering | Mochammad Fadhillah Hakim, | FIP Engineering | FIP-DOM-000-11304-OS00001-INA-000000 | PO Closed | GL2512318 | 2025-11-06 | 2025-11-07 | 2026-01-20
121703463-1 | 121703463 - APPROVED | 1 | O-21157-00 | Capsul Filling Z40 - Horizontal Directional Fork with Slotted Screw; -; 4378716097 & 4390415100M; 1 Pc | 1 | Pieces | IDR | 37450000 | 37450000 | 2026-01-09 | FIP Engineering | Mochammad Fadhillah Hakim, | FIP Engineering | FIP-DOM-000-11304-OS00001-INA-000000 | PO Closed | GL2512313 | 2025-11-08 | 2025-11-10 | 2026-02-09
121703465-1 | 121703465 - APPROVED | 1 | O-21152-00 | Integrated Granulation Line - Alat Perata Sample 90x118 mm; Custom /Lokal; -; 1 Pc | 1 | Pieces | IDR | 1550000 | 1550000 | 2025-12-12 | FIP Engineering | Mochammad Fadhillah Hakim, | FIP Engineering | FIP-DOM-000-11304-OS00001-INA-000000 | PO Closed | GL2512322 | 2025-11-10 | 2025-11-13 | 2026-01-20
121703465-2 | 121703465 - APPROVED | 2 | O-21153-00 | Blister TR100LT - Shaft Pengunci Forming 40x163 mm, Mat. VCN; Custom /Lokal; -; 1 Pc | 2 | Pieces | IDR | 1875000 | 3750000 | 2025-12-12 | FIP Engineering | Mochammad Fadhillah Hakim, | FIP Engineering | FIP-DOM-000-11304-OS00001-INA-000000 | PO Closed | GL2512322 | 2025-11-10 | 2025-11-13 | 2026-01-20
121703465-3 | 121703465 - APPROVED | 3 | O-21154-00 | Blister TR100LT - Dudukan Forming 40x10 mm, Mat. VCN; Custom /Lokal; -; 1 Pc | 3 | Pieces | IDR | 545000 | 1635000 | 2025-12-12 | FIP Engineering | Mochammad Fadhillah Hakim, | FIP Engineering | FIP-DOM-000-11304-OS00001-INA-000000 | PO Closed | GL2512322 | 2025-11-10 | 2025-11-13 | 2026-01-20
121703466-1 | 121703466 - APPROVED | 1 | P-20285-00 | General - Cover Sensor Temp RH 110 x 150mm; Custom Agru; -; 1 pc | 1 | Pieces | IDR | 2455000 | 2455000 | 2025-12-12 | FIP Engineering | Mochammad Fadhillah Hakim, | FIP Engineering | FIP-DOM-000-11304-OS00001-INA-000000 | PO Closed | GL2511054 | 2025-11-10 | 2025-11-12 | 2026-01-10
121703467-1 | 121703467 - APPROVED | 1 | O-21151-00 | Washing RAR4 - Compact Cylinder ADN-20-25-I-P-A; Festo; 536246; 1 Pc | 1 | Pieces | IDR | 723298 | 723298 | 2025-12-12 | FIP Engineering | Mochammad Fadhillah Hakim, | FIP Engineering | FIP-DOM-000-11304-OS00001-INA-000000 | PO Closed | GL2512323 | 2025-11-10 | 2025-11-13 | 2026-01-31
121703469-1 | 121703469 - APPROVED | 1 | O-21155-00 | Videojet - Gutter Pump; Videojet; 399-171; 1 Pc | 1 | Pieces | IDR | 17693000 | 17693000 | 2025-12-12 | FIP Engineering | Mochammad Fadhillah Hakim, | FIP Engineering | FIP-DOM-000-11304-OS00001-INA-000000 | PO Closed | GL2512336 | 2025-11-10 | 2025-12-03 | 2026-02-15
121703470-1 | 121703470 - APPROVED | 1 | P-10953-00 | General - Kawat Las SS 308L Tig Welding 1.6 x 1000mm; No Brand; -; 5 kg/pc | 1 | Pieces | IDR | 1300000 | 1300000 | 2025-12-12 | FIP Engineering | Mochammad Fadhillah Hakim, | FIP Engineering | FIP-DOM-000-11304-OS00001-INA-000000 | PO Closed | GL2511311 | 2025-11-10 | 2025-11-12 | 2026-01-20
121703471-1 | 121703471 - APPROVED | 1 | S-20105-00 | Full Facepiece Reusable Respirator; 3M; 6800 Medium; pc | 2 | Pieces | IDR | 325000 | 650000 | 2025-12-12 | FIP General | Mochammad Fadhillah Hakim, | FIP Engineering | FIP-DOM-ENG-51202-0000000-INA-000000 | PO Closed | GL2511048 | 2025-11-10 | 2025-11-12 | 2025-12-12
121703472-1 | 121703472 - APPROVED | 1 | O-50854-00 | Overload Relay / LRD10 / 4-6A/Schneider; ; ; | 9 | Pieces | IDR | 265000 | 2385000 | 2025-12-12 | FIP Engineering | Mochammad Fadhillah Hakim, | FIP Engineering | FIP-DOM-000-11304-OS00001-INA-000000 | PO Closed | GL2512316 | 2025-11-10 | 2025-11-13 | 2026-01-20
121703474-1 | 121703474 - APPROVED | 1 | P-20283-00 | General - Filter Regulator AW30-03-A; SMC; -; 1 pc | 2 | Pieces | IDR | 746000 | 1492000 | 2025-12-12 | FIP Engineering | Mochammad Fadhillah Hakim, | FIP Engineering | FIP-DOM-000-11304-OS00001-INA-000000 | PO Closed | GL2511051 | 2025-11-10 | 2025-11-12 | 2025-12-12
121703490-1 | 121703490 - APPROVED | 1 | O-53473-00 | EDM EDM1 - C.A. BLOWING VALVE ACTUATOR, Univer, 5125, DA-0051, Coil U1 3,5W 24VDC; ; 5125; 1 Pc | 2 | Pieces | IDR | 244932 | 489864 | 2026-01-16 | FIP Engineering | Mochammad Fadhillah Hakim, | FIP Engineering | FIP-DOM-000-11304-OS00001-INA-000000 | PO Closed | GL2511060 | 2025-11-13 | 2025-11-17 | 2026-03-16
121703490-2 | 121703490 - APPROVED | 2 | O-53462-00 | Filling VFM100 - PROXIMITY SENSOR, DATALOGIC M12 NON FLUSH SHORT PNP NO IS-12-D1-S2; ; 204170; 1 Pc | 1 | Pieces | IDR | 342961 | 342961 | 2026-01-16 | FIP Engineering | Mochammad Fadhillah Hakim, | FIP Engineering | FIP-DOM-000-11304-OS00001-INA-000000 | PO Closed | GL2511060 | 2025-11-13 | 2025-11-17 | 2026-03-16
121703490-3 | 121703490 - APPROVED | 3 | O-53463-00 | Filling VFM100 - PROXIMITY SENSOR, DATALOGIC M8 FLUSH 2X PNP NC IS-08-G2-S1; ; 204172; 1 Pc | 1 | Pieces | IDR | 637093 | 637093 | 2026-01-16 | FIP Engineering | Mochammad Fadhillah Hakim, | FIP Engineering | FIP-DOM-000-11304-OS00001-INA-000000 | PO Closed | GL2511060 | 2025-11-13 | 2025-11-17 | 2026-03-16
121703490-4 | 121703490 - APPROVED | 4 | O-53465-00 | cRABS Z064CR - SENSOR PROXIMITY M12 NON FLUSH SHORT PNP NO ; DATA LOGIC; ; 204171; 1 Pc | 1 | Pieces | IDR | 833181 | 833181 | 2026-01-16 | FIP Engineering | Mochammad Fadhillah Hakim, | FIP Engineering | FIP-DOM-000-11304-OS00001-INA-000000 | PO Closed | GL2511060 | 2025-11-13 | 2025-11-17 | 2026-03-16
121703490-5 | 121703490 - APPROVED | 5 | O-53474-00 | EDM EDM1 - C.A. BLOWING VALVE ACTUATOR, Univer, 6869, CL-302A, Valve CL 1/8" 3 ways 2 positions, N.C; ; 6869; 1 Pc | 2 | Pieces | IDR | 1371235 | 2742469 | 2026-01-16 | FIP Engineering | Mochammad Fadhillah Hakim, | FIP Engineering | FIP-DOM-000-11304-OS00001-INA-000000 | PO Closed | GL2511060 | 2025-11-13 | 2025-11-17 | 2026-03-16
121703490-6 | 121703490 - APPROVED | 6 | O-53481-00 | Filling VFM100 - TEMPERATURE PROBE ; MODEL PT100 SINGLE ELEMENT, 3 WIRES, DIAMETER 3MM, LENGTH 250M; Jumo; 29274; 1 Pc | 1 | Pieces | IDR | 1860906 | 1860906 | 2026-01-16 | FIP Engineering | Mochammad Fadhillah Hakim, | FIP Engineering | FIP-DOM-000-11304-OS00001-INA-000000 | PO Closed | GL2511060 | 2025-11-13 | 2025-11-17 | 2026-03-16
121703490-7 | 121703490 - APPROVED | 7 | O-53464-00 | Filling VFM100 - SENSOR NO 10-30 VDC, 200MA; NITROGEN POST-GAS FLOW CHECK SENSOR; ; 202196; 1 Pc | 1 | Pieces | IDR | 3283316 | 3283316 | 2026-01-16 | FIP Engineering | Mochammad Fadhillah Hakim, | FIP Engineering | FIP-DOM-000-11304-OS00001-INA-000000 | PO Closed | GL2511060 | 2025-11-13 | 2025-11-17 | 2026-07-12
121703490-8 | 121703490 - APPROVED | 8 | O-53482-00 | Filling VFM100 - VACUUM LEVEL SWITCH ; DIGITAL VACUUM LEVEL SWITCH Code: 120511; Vuototecnica; 202545; 1 Pc | 1 | Pieces | IDR | 4162497 | 4162497 | 2026-01-16 | FIP Engineering | Mochammad Fadhillah Hakim, | FIP Engineering | FIP-DOM-000-11304-OS00001-INA-000000 | PO Closed | GL2511060 | 2025-11-13 | 2025-11-17 | 2026-03-16
121703490-9 | 121703490 - APPROVED | 9 | O-18345-00 | Silicon suction cup 01.11.16 PN: 202082; ; ; | 100 | Pieces | IDR | 98647 | 9864653 | 2026-01-16 | FIP Engineering | Mochammad Fadhillah Hakim, | FIP Engineering | FIP-DOM-000-11304-OS00001-INA-000000 | PO Closed | GL2511060 | 2025-11-13 | 2025-11-17 | 2026-03-16
121703490-10 | 121703490 - APPROVED | 10 | O-53460-00 | EDM EDM1 - Pressure transmitter -100 / +100Pa output 4-20 mA 24VDC Precision: +-1% ; Model: PIZ (2 w; ; 16456; 1 Pc | 1 | Pieces | IDR | 15142973 | 15142973 | 2026-01-16 | FIP Engineering | Mochammad Fadhillah Hakim, | FIP Engineering | FIP-DOM-000-11304-OS00001-INA-000000 | PO Closed | GL2511060 | 2025-11-13 | 2025-11-17 | 2026-03-16
121703492-1 | 121703492 - APPROVED | 1 | R-71002-00 | Renovation - Pemindahan Tray Kabel dan Hydran - Pemindahan Tray Kabel dan Hydran | 1 | Unit | IDR | 19000000 | 19000000 | 2025-12-19 | FIP General | Mochammad Fadhillah Hakim, | FIP Engineering | FIP-DOM-PRJ-13402-BL25006-INA-000000 | PO Closed | GL2511037 | 2025-11-14 | 2025-11-17 | 2025-12-26
121703493-1 | 121703493 - APPROVED | 1 | S-40586-00 | Container Box; Claris; ; - - Container/Box Plastik claris 70 liter (77x42x32) Type 1022 | 5 | Pieces | IDR | 275000 | 1375000 | 2025-12-19 | FIP General | Mochammad Fadhillah Hakim, | FIP Engineering | FIP-DOM-ENG-51404-0000000-INA-000000 | PO Closed | GL2512035 | 2025-11-14 | 2025-11-14 | 2025-12-19
121703495-1 | 121703495 - APPROVED | 1 | P-14521-00 | Freon R410A; Dupont; ; | 2 | Can | IDR | 2200000 | 4400000 | 2025-12-19 | FIP Engineering | Mochammad Fadhillah Hakim, | FIP Engineering | FIP-DOM-000-11304-OS00001-INA-000000 | PO Closed | GL2512327 | 2025-11-17 | 2025-11-26 | 2026-01-02
121703495-2 | 121703495 - APPROVED | 2 | P-18504-00 | Chemours - Freon 404A;; ; ; | 2 | Can | IDR | 2100000 | 4200000 | 2025-12-19 | FIP Engineering | Mochammad Fadhillah Hakim, | FIP Engineering | FIP-DOM-000-11304-OS00001-INA-000000 | PO Closed | GL2512315 | 2025-11-17 | 2025-11-26 | 2026-01-10
121703496-1 | 121703496 - APPROVED | 1 | P-18470-00 | Misumi - HXNHFFLT-SUS-M5-10; ; ; | 20 | Pieces | IDR | 5926 | 118520 | 2025-12-19 | FIP Engineering | Mochammad Fadhillah Hakim, | FIP Engineering | FIP-DOM-000-11304-OS00001-INA-000000 | PO Closed | GL2512315 | 2025-11-17 | 2025-11-26 | 2026-01-10
121703497-1 | 121703497 - APPROVED | 1 | O-17832-00 | Washing RAR4 - Outfeed Teflon Left; ; ; | 1 | Pieces | IDR | 1450000 | 1450000 | 2025-12-19 | FIP Engineering | Mochammad Fadhillah Hakim, | FIP Engineering | FIP-DOM-000-11304-OS00001-INA-000000 | PO Closed | GL2512331 | 2025-11-17 | 2025-12-03 | 2026-02-10
121703497-2 | 121703497 - APPROVED | 2 | O-17833-00 | Washing RAR4 - Outfeed Teflon Right; ; ; | 1 | Pieces | IDR | 1450000 | 1450000 | 2025-12-19 | FIP Engineering | Mochammad Fadhillah Hakim, | FIP Engineering | FIP-DOM-000-11304-OS00001-INA-000000 | PO Closed | GL2512331 | 2025-11-17 | 2025-12-03 | 2026-02-10
121703499-1 | 121703499 - APPROVED | 1 | R-20024-00 | Machine Equipment; ; ; - Plat SS untuk project Mesin Baru - Plat SS untuk project Mesin Baru | 40 | Unit | IDR | 25000 | 1000000 | 2025-12-19 | FIP General | Mochammad Fadhillah Hakim, | FIP Engineering | FIP-DOM-PRJ-13404-MC25005-INA-000000 | PO Closed | GL2511043 | 2025-11-17 | 2025-11-17 | 2025-12-29
121703500-1 | 121703500 - APPROVED | 1 | R-20024-00 | Machine Equipment; ; ; - Suplai dan Instalasi Sistim Exhaust untuk Chimney, BIBO/Safe Change + Preparasi | 1 | Unit | IDR | 603554000 | 603554000 | 2025-12-19 | FIP General | Mochammad Fadhillah Hakim, | FIP Engineering | FIP-DOM-PRJ-13404-MC25005-INA-000000 | PO Open | GL2601005 | 2025-11-17 | 2025-11-21
121703501-1 | 121703501 - APPROVED | 1 | T-80635-00 | Kertas HVS Putih A4 70 gram; | 10 | Rim | IDR | 33000 | 330000 | 2025-12-19 | FIP General | Mochammad Fadhillah Hakim, | FIP Engineering | FIP-DOM-ENG-51411-0000000-INA-000000 | PO Closed | GL2512020 | 2025-11-17 | 2025-11-26 | 2025-12-19
121703505-1 | 121703505 - APPROVED | 1 | S-20055-00 | Safety Gloves; Promaster; pack size 10 pcs per box | 10 | Box | IDR | 125000 | 1250000 | 2025-12-19 | FIP General | Mochammad Fadhillah Hakim, | FIP Engineering | FIP-DOM-ENG-51202-0000000-INA-000000 | PO Closed | GL2512015 | 2025-11-19 | 2025-11-26 | 2025-12-24
121703510-1 | 121703510 - APPROVED | 1 | O-53456-00 | EDM EDM1 - MAXIMUM LOAD AT INFEED SENSOR, Omron, E3Z-LS86, Photocell settable distances, type PNP, D; ; 5908; 1 Pc | 1 | Pieces | IDR | 1131000 | 1131000 | 2025-12-26 | FIP Engineering | Mochammad Fadhillah Hakim, | FIP Engineering | FIP-DOM-000-11304-OS00001-INA-000000 | PO Closed | GL2512332 | 2025-11-20 | 2025-11-26 | 2026-01-26
121703514-1 | 121703514 - APPROVED | 1 | R-20024-00 | Machine Equipment; ; ; - Pemasangan Plat untuk Mobilisasi Mesin (Temporary Works + Chemical Anchor) - Pemasangan Plat untuk Mobilisasi Mesin (Temporary Works + Chemical Anchor) | 1 | Unit | IDR | 4140000 | 4140000 | 2025-11-28 | FIP General | Mochammad Fadhillah Hakim, | FIP Engineering | FIP-DOM-PRJ-13404-MC25005-INA-000000 | PO Closed |  | 2025-11-21 | 2025-11-24
121703527-1 | 121703527 - APPROVED | 1 | O-21031-00 | General - Spare Working Diaphragm EPDM DN 10-20mm Type 612,625; Gemu; 600 10M 17; 1 Pc | 3 | Pieces | IDR | 1200000 | 3600000 | 2026-01-02 | FIP Engineering | Mochammad Fadhillah Hakim, | FIP Engineering | FIP-DOM-000-11304-OS00001-INA-000000 | PO Closed | GL2512333 | 2025-11-27 | 2025-12-02 | 2026-01-02
121703528-1 | 121703528 - APPROVED | 1 | O-53478-00 | Filling VFM100 - Vacuump pump Vane balde; VT 4.16; Becker; 90134700007; 1 Pack | 1 | Pack | IDR | 6695000 | 6695000 | 2026-01-02 | FIP Engineering | Mochammad Fadhillah Hakim, | FIP Engineering | FIP-DOM-000-11304-OS00001-INA-000000 | PO Closed | GL2512334 | 2025-11-27 | 2025-12-02 | 2026-02-02
121703530-1 | 121703530 - APPROVED | 1 | O-19381-00 | General - HEPA filter H14 minipleat, size: 305x305x69 Class (EN 1822)- 99,995% MPPS; Hencolin; -; 1 Pc | 1 | Pieces | IDR | 750000 | 750000 | 2026-01-02 | FIP Engineering | Mochammad Fadhillah Hakim, | FIP Engineering | FIP-DOM-000-11304-OS00001-INA-000000 | PO Closed | GL2512321 | 2025-11-27 | 2025-12-02 | 2026-01-31
121703531-1 | 121703531 - APPROVED | 1 | O-53516-00 | Freeze Dryer Lyofast 10 - RTD PT 100 ohm Dia 4x16mm, Temp. -100 - 200?C, P. Kabel 10 meter; Custom/Lokal; -; 1 Pc | 2 | Pieces | IDR | 1160000 | 2320000 | 2026-01-02 | FIP Engineering | Mochammad Fadhillah Hakim, | FIP Engineering | FIP-DOM-000-11304-OS00001-INA-000000 | PO Closed | GL2512335 | 2025-11-27 | 2025-12-02 | 2026-02-02
121703533-1 | 121703533 - APPROVED | 1 | S-60050-00 | Jasa Perbaikan dan Pemeliharaan Mesin Produksi; ; ; - Perbaikan Needle EDM | 5 | Pieces | IDR | 885000 | 4425000 | 2026-01-02 | FIP General | Mochammad Fadhillah Hakim, | FIP Engineering | FIP-DOM-ENG-51504-0000000-INA-000000 | PO Closed | GL2512022 | 2025-11-27 | 2025-12-02 | 2026-01-15
121703537-1 | 121703537 - APPROVED | 1 | T-25372-00 | Electrode holder uPlace; Mettler Toledo; 30019823; | 1 | Unit | IDR | 4520000 | 4520000 | 2026-01-02 | FIP General | Mochammad Fadhillah Hakim, | FIP Engineering | FIP-DOM-ENG-51505-0000000-INA-000000 | PO Closed | GL2512036 | 2025-11-28 | 2025-12-02 | 2026-01-12
121703545-1 | 121703545 - APPROVED | 1 | R-21013-00 | Utility Equipment; ; ; - FC-102P11KT4E21H2XGXXXXSXXXXAXBXCXXXXDX - FC-102P11KT4E21H2XGXXXXSXXXXAXBXCXXXXDX | 1 | Unit | IDR | 23708000 | 23708000 | 2026-01-02 | FIP General | Mochammad Fadhillah Hakim, | FIP Engineering | FIP-DOM-ENG-13405-EQ25023-INA-000000 | PO Closed | GL2512023 | 2025-12-01 | 2025-12-02 | 2026-01-15
121703545-2 | 121703545 - APPROVED | 2 | R-21013-00 | Utility Equipment; ; ; - FC-102P4K0T4E55H2XGXXXXSXXXXAXBXCXXXXDX - FC-102P4K0T4E55H2XGXXXXSXXXXAXBXCXXXXDX | 1 | Unit | IDR | 15232000 | 15232000 | 2026-01-02 | FIP General | Mochammad Fadhillah Hakim, | FIP Engineering | FIP-DOM-ENG-13405-EQ25023-INA-000000 | PO Closed | GL2512023 | 2025-12-01 | 2025-12-02 | 2026-01-15
121703545-3 | 121703545 - APPROVED | 3 | R-21013-00 | Utility Equipment; ; ; - FC-102P11KT4E20H2XGXXXXSXXXXAXBXCXXXXDX - FC-102P11KT4E20H2XGXXXXSXXXXAXBXCXXXXDX | 1 | Unit | IDR | 22374000 | 22374000 | 2026-01-02 | FIP General | Mochammad Fadhillah Hakim, | FIP Engineering | FIP-DOM-ENG-13405-EQ25023-INA-000000 | PO Closed | GL2512023 | 2025-12-01 | 2025-12-02 | 2026-01-15
121703548-1 | 121703548 - APPROVED | 1 | P-11183-00 | General - Push-in Connector, QS-6-4; Festo; 153037; 1 pcs | 10 | Pieces | IDR | 43756 | 437560 | 2026-01-02 | FIP Engineering | Mochammad Fadhillah Hakim, | FIP Engineering | FIP-DOM-000-11304-OS00001-INA-000000 | PO Closed | GL2512314 | 2025-12-01 | 2025-12-02 | 2026-01-02
121703549-1 | 121703549 - APPROVED | 1 | P-20362-00 | General - Prefilter Washable G4 c/w Aluminium Frame, 91% 250 Pa, 595 x 595 x 46mm; IAF; -; 1 pc | 18 | Pieces | IDR | 400000 | 7200000 | 2026-01-02 | FIP Engineering | Mochammad Fadhillah Hakim, | FIP Engineering | FIP-DOM-000-11304-OS00001-INA-000000 | PO Closed | GL2512030 | 2025-12-01 | 2025-12-02 | 2026-01-10
121703549-2 | 121703549 - APPROVED | 2 | P-20363-00 | General - Prefilter Washable G4 c/w Aluminium Frame, 91% 250 Pa, 290 x 595 x 46mm; IAF; -; 1 pc | 6 | Pieces | IDR | 350000 | 2100000 | 2026-01-02 | FIP Engineering | Mochammad Fadhillah Hakim, | FIP Engineering | FIP-DOM-000-11304-OS00001-INA-000000 | PO Closed | GL2512030 | 2025-12-01 | 2025-12-02 | 2026-01-10
121703549-3 | 121703549 - APPROVED | 3 | P-20364-00 | General - Prefilter Washable G4 c/w Aluminium Frame, 91% 250 Pa, 493 x 595 x 46mm; IAF; ; | 6 | Pieces | IDR | 400000 | 2400000 | 2026-01-02 | FIP Engineering | Mochammad Fadhillah Hakim, | FIP Engineering | FIP-DOM-000-11304-OS00001-INA-000000 | PO Closed | GL2512030 | 2025-12-01 | 2025-12-02 | 2026-01-10
121703549-4 | 121703549 - APPROVED | 4 | P-20365-00 | General - Prefilter Washable G4 c/w Aluminium Frame, 91% 250 Pa, 290 x 493 x 46mm; IAF; ; | 6 | Pieces | IDR | 350000 | 2100000 | 2026-01-02 | FIP Engineering | Mochammad Fadhillah Hakim, | FIP Engineering | FIP-DOM-000-11304-OS00001-INA-000000 | PO Closed | GL2512030 | 2025-12-01 | 2025-12-02 | 2026-01-10
121703550-1 | 121703550 - APPROVED | 1 | P-13388-00 | General - Ball Valve 1/2inch; KITZ; -; 1 pcs | 2 | Pieces | IDR | 27500 | 55000 | 2026-01-02 | FIP Engineering | Mochammad Fadhillah Hakim, | FIP Engineering | FIP-DOM-000-11304-OS00001-INA-000000 | PO Closed | GL2512325 | 2025-12-01 | 2025-12-02 | 2026-01-02
121703550-2 | 121703550 - APPROVED | 2 | P-20366-00 | General - Pressure Gauge 4 Inch 0-6 Bar, Full Stainless Steel; Weibrock; -; 1 pc | 1 | Pieces | IDR | 600000 | 600000 | 2026-01-02 | FIP Engineering | Mochammad Fadhillah Hakim, | FIP Engineering | FIP-DOM-000-11304-OS00001-INA-000000 | PO Closed | GL2512326 | 2025-12-01 | 2025-12-02 | 2026-01-02
121703550-3 | 121703550 - APPROVED | 3 | P-50810-00 | General - Buzzer AD22-22MSD red with lamp; FORT; -; 1 pcs | 3 | Pieces | IDR | 125000 | 375000 | 2026-01-02 | FIP Engineering | Mochammad Fadhillah Hakim, | FIP Engineering | FIP-DOM-000-11304-OS00001-INA-000000 | PO Closed | GL2512326 | 2025-12-01 | 2025-12-02 | 2026-01-02
121703551-1 | 121703551 - APPROVED | 1 | O-17376-00 | Autoclave Fedegari FOF / 6 AC - Kit DN22 Valve Mod; p/n: KK000310; ; ; | 8 | Pieces | IDR | 2504000 | 20032000 | 2026-02-06 | FIP Engineering | Mochammad Fadhillah Hakim, | FIP Engineering | FIP-DOM-000-11304-OS00001-INA-000000 | PO Closed | GL2511305 | 2025-12-01 | 2025-12-02 | 2026-03-26
121703551-2 | 121703551 - APPROVED | 2 | O-50697-00 | Autoclave Fedegari FOF / 6 AC - P/N. KK000304-KIT RICAMBI VALV.DN16 ON-OFF | 5 | Pieces | IDR | 2102000 | 10510000 | 2026-02-06 | FIP Engineering | Mochammad Fadhillah Hakim, | FIP Engineering | FIP-DOM-000-11304-OS00001-INA-000000 | PO Closed | GL2511305 | 2025-12-01 | 2025-12-02 | 2026-03-26
121703552-1 | 121703552 - APPROVED | 1 | P-20358-00 | General - Control Gear Replacement VVF42,100-125C 2-port seat Valve, Flanged, PN10, DN100, kvs 125; Siemens; -; 1 pc | 1 | Pieces | IDR | 16000000 | 16000000 | 2025-12-04 | FIP Engineering | Mochammad Fadhillah Hakim, | FIP Engineering | FIP-DOM-000-11304-OS00001-INA-000000 | PO Closed | GL2512018 | 2025-12-02 | 2025-12-02 | 2026-04-05
121703552-2 | 121703552 - APPROVED | 2 | P-20359-00 | General - Replacement VVF42,80-80C 2-port seat Valve, Flanged, PN10, DN80, kvs 80 (Body Valve); Siemens; -; 1 pc | 1 | Pieces | IDR | 12700000 | 12700000 | 2025-12-04 | FIP Engineering | Mochammad Fadhillah Hakim, | FIP Engineering | FIP-DOM-000-11304-OS00001-INA-000000 | PO Closed | GL2512018 | 2025-12-02 | 2025-12-02 | 2026-04-05
121703553-1 | 121703553 - APPROVED | 1 | O-50854-00 | Overload Relay / LRD10 / 4-6A/Schneider; ; ; | 9 | Pieces | IDR | 265000 | 2385000 | 2026-01-02 | FIP Engineering | Mochammad Fadhillah Hakim, | FIP Engineering | FIP-DOM-000-11304-OS00001-INA-000000 | PO Closed | GL2512316 | 2025-12-02 | 2025-12-02 | 2026-01-20
121703553-2 | 121703553 - APPROVED | 2 | O-51177-00 | General - Pressure Switch type KP35 G1/4; Danfoss; -; 1 Pc | 1 | Pieces | IDR | 1975000 | 1975000 | 2026-01-02 | FIP Engineering | Mochammad Fadhillah Hakim, | FIP Engineering | FIP-DOM-000-11304-OS00001-INA-000000 | PO Closed | GL2512317 | 2025-12-02 | 2025-12-02 | 2026-01-15
121703553-3 | 121703553 - APPROVED | 3 | O-51177-00 | General - Pressure Switch type KP35 G1/4; Danfoss; -; 1 Pc | 1 | Pieces | IDR | 1250000 | 1250000 | 2026-01-02 | FIP Engineering | Mochammad Fadhillah Hakim, | FIP Engineering | FIP-DOM-000-11304-OS00001-INA-000000 | PO Closed | GL2512317 | 2025-12-02 | 2025-12-02 | 2026-01-15
121703554-1 | 121703554 - APPROVED | 1 | P-15960-00 | General - Freon R32; Dupont; -; 1 pcs | 5 | Can | IDR | 1237500 | 6187500 | 2026-01-02 | FIP Engineering | Mochammad Fadhillah Hakim, | FIP Engineering | FIP-DOM-000-11304-OS00001-INA-000000 | PO Closed | GL2512315 | 2025-12-02 | 2025-12-02 | 2026-01-10
121703554-2 | 121703554 - APPROVED | 2 | P-16308-00 | Fisher S 8 (1 box : 100 pcs) | 2 | Box | IDR | 15000 | 30000 | 2026-01-02 | FIP Engineering | Mochammad Fadhillah Hakim, | FIP Engineering | FIP-DOM-000-11304-OS00001-INA-000000 | PO Closed | GL2512327 | 2025-12-02 | 2025-12-02 | 2026-01-02
121703554-3 | 121703554 - APPROVED | 3 | P-20360-00 | General - Liquid Gasket; Threebond; -; 75g/tube | 2 | Pieces | IDR | 35000 | 70000 | 2026-01-02 | FIP Engineering | Mochammad Fadhillah Hakim, | FIP Engineering | FIP-DOM-000-11304-OS00001-INA-000000 | PO Closed | GL2512315 | 2025-12-02 | 2025-12-02 | 2026-01-10
121703554-4 | 121703554 - APPROVED | 4 | P-20361-00 | General - Ball Valve PVC 1 Inch Gagang Stainless; No Brand; -; 1 pc | 4 | Pieces | IDR | 27500 | 110000 | 2026-01-02 | FIP Engineering | Mochammad Fadhillah Hakim, | FIP Engineering | FIP-DOM-000-11304-OS00001-INA-000000 | PO Closed | GL2512325 | 2025-12-02 | 2025-12-02 | 2026-01-02
121703554-5 | 121703554 - APPROVED | 5 | P-52436-00 | General - Kabel NYYHY 4 x 1.5mm; SUPREME; -; 1 meter | 1 | Roll | IDR | 2050000 | 2050000 | 2026-01-02 | FIP Engineering | Mochammad Fadhillah Hakim, | FIP Engineering | FIP-DOM-000-11304-OS00001-INA-000000 | PO Closed | GL2512326 | 2025-12-02 | 2025-12-02 | 2026-01-02
121703554-6 | 121703554 - APPROVED | 6 | P-54462-00 | General - MCB 6A 1Phase Domae; Schneider; DOMF01106; 1 pc | 2 | Pieces | IDR | 95000 | 190000 | 2026-01-02 | FIP Engineering | Mochammad Fadhillah Hakim, | FIP Engineering | FIP-DOM-000-11304-OS00001-INA-000000 | PO Closed | GL2512326 | 2025-12-02 | 2025-12-02 | 2026-01-02
121703554-7 | 121703554 - APPROVED | 7 | P-54463-00 | General - MCB 4A 1Phase Domae; Schneider; DOMF01104; 1 pc | 3 | Pieces | IDR | 95000 | 285000 | 2026-01-02 | FIP Engineering | Mochammad Fadhillah Hakim, | FIP Engineering | FIP-DOM-000-11304-OS00001-INA-000000 | PO Closed | GL2512326 | 2025-12-02 | 2025-12-02 | 2026-01-02
121703554-8 | 121703554 - APPROVED | 8 | P-54464-00 | General - MCB 32A 3Phase Domae; Schneider; DOMF01332; 1 pc | 1 | Pieces | IDR | 485000 | 485000 | 2026-01-02 | FIP Engineering | Mochammad Fadhillah Hakim, | FIP Engineering | FIP-DOM-000-11304-OS00001-INA-000000 | PO Closed | GL2512326 | 2025-12-02 | 2025-12-02 | 2026-01-02
121703554-9 | 121703554 - APPROVED | 9 | P-54465-00 | General - MCB 6A 3Phase C 6000A Domae; Schneider; -; 1 pc | 5 | Pieces | IDR | 485000 | 2425000 | 2026-01-02 | FIP Engineering | Mochammad Fadhillah Hakim, | FIP Engineering | FIP-DOM-000-11304-OS00001-INA-000000 | PO Closed | GL2512326 | 2025-12-02 | 2025-12-02 | 2026-01-02
121703554-10 | 121703554 - APPROVED | 10 | P-54466-00 | General - MCB 10A 1Phase Domae; Schneider; DOMF01110; 1 pc | 3 | Pieces | IDR | 95000 | 285000 | 2026-01-02 | FIP Engineering | Mochammad Fadhillah Hakim, | FIP Engineering | FIP-DOM-000-11304-OS00001-INA-000000 | PO Closed | GL2512326 | 2025-12-02 | 2025-12-02 | 2026-01-02
121703554-11 | 121703554 - APPROVED | 11 | P-54467-00 | General - Selector Switch 3 Posisi 22mm; Idec; YW1S-3E20; 1 pc | 9 | Pieces | IDR | 80000 | 720000 | 2026-01-02 | FIP Engineering | Mochammad Fadhillah Hakim, | FIP Engineering | FIP-DOM-000-11304-OS00001-INA-000000 | PO Closed | GL2512325 | 2025-12-02 | 2025-12-02 | 2026-01-02
121703557-1 | 121703557 - APPROVED | 1 | P-20284-00 | General - Float Steam Trap 1inch FT14-10 SG Iron Body Connection Screwed BSP; Spirax Sarco; 1475700C; 1 pc | 2 | Pieces | IDR | 9700000 | 19400000 | 2026-01-02 | FIP Engineering | Mochammad Fadhillah Hakim, | FIP Engineering | FIP-DOM-000-11304-OS00001-INA-000000 | PO Closed | GL2512029 | 2025-12-02 | 2025-12-02 | 2026-01-02
121703558-1 | 121703558 - APPROVED | 1 | P-20367-00 | General - Oring 8 x 400 x 416mm NBR; Custom Trenade; -; 1 pc | 3 | Pieces | IDR | 187500 | 562500 | 2026-01-02 | FIP Engineering | Mochammad Fadhillah Hakim, | FIP Engineering | FIP-DOM-000-11304-OS00001-INA-000000 | PO Closed | GL2512031 | 2025-12-02 | 2025-12-02 | 2026-01-02
121703559-1 | 121703559 - APPROVED | 1 | P-54468-00 | General - Temperature Sensor Duct PT TMP 100K Ohm 4 inch; Siemens; 536-811; 1pc | 4 | Pieces | IDR | 720000 | 2880000 | 2026-02-06 | FIP Engineering | Mochammad Fadhillah Hakim, | FIP Engineering | FIP-DOM-000-11304-OS00001-INA-000000 | PO Closed | GL2512038 | 2025-12-02 | 2025-12-04 | 2026-02-20
121703573-1 | 121703573 - APPROVED | 1 | O-18775-00 | General - Round Bar SS 8 MM; ; ;; -; -; 1 Pc | 8 | Pieces | IDR | 156000 | 1248000 | 2025-12-22 | FIP Engineering | Mochammad Fadhillah Hakim, | FIP Engineering | FIP-DOM-000-11304-OS00001-INA-000000 | PO Closed | GL2512051 | 2025-12-04 | 2025-12-10 | 2026-01-30
121703573-2 | 121703573 - APPROVED | 2 | P-20368-00 | General - Junction Box 220 x 150 x 75mm; No Brand; -; 1 pc | 5 | Pieces | IDR | 44000 | 220000 | 2025-12-22 | FIP Engineering | Mochammad Fadhillah Hakim, | FIP Engineering | FIP-DOM-000-11304-OS00001-INA-000000 | PO Closed | GL2512051 | 2025-12-04 | 2025-12-10 | 2026-01-30
121703573-3 | 121703573 - APPROVED | 3 | P-20369-00 | General - Terminal Viking Grounding 4mm; Legrand; -; 1 pc | 10 | Pieces | IDR | 13500 | 135000 | 2025-12-22 | FIP Engineering | Mochammad Fadhillah Hakim, | FIP Engineering | FIP-DOM-000-11304-OS00001-INA-000000 | PO Closed | GL2512051 | 2025-12-04 | 2025-12-10 | 2026-01-30
121703573-4 | 121703573 - APPROVED | 4 | P-53262-00 | General - Din Rail MCB; No Brand; -; 1 pc | 2 | Pieces | IDR | 62500 | 125000 | 2025-12-22 | FIP General | Mochammad Fadhillah Hakim, | FIP Engineering | FIP-DOM-ENG-51404-0000000-INA-000000 | PO Closed | GL2512051 | 2025-12-04 | 2025-12-10 | 2026-01-30
121703573-5 | 121703573 - APPROVED | 5 | P-53263-00 | General - Terminal Block, 4 mm; No Brand; -; 1 pcs | 70 | Pieces | IDR | 25000 | 1750000 | 2025-12-22 | FIP General | Mochammad Fadhillah Hakim, | FIP Engineering | FIP-DOM-ENG-51404-0000000-INA-000000 | PO Closed | GL2512051 | 2025-12-04 | 2025-12-10 | 2026-01-30
121703574-1 | 121703574 - APPROVED | 1 | Q-10947-00 | Plastik Cor Bagunan;No Brand;;pack size per pcs - Per 10kg | 8 | Pieces | IDR | 210000 | 1680000 | 2026-01-09 | FIP General | Mochammad Fadhillah Hakim, | FIP Engineering | FIP-DOM-ENG-51502-0000000-INA-000000 | PO Closed | GL2512052 | 2025-12-04 | 2025-12-17 | 2026-01-15
121703584-1 | 121703584 - APPROVED | 1 | R-20024-00 | Machine Equipment; ; ; - Addtitional Project Pipa Utilitas - Addtitional Project Pipa Utilitas - Addtitional Project Pipa Utilitas - Addtitional Project Pipa Utilitas - Addtitional Project Pipa Utilitas - Addtitional Project Pipa Utilitas | 1 | Unit | IDR | 36702300 | 36702300 | 2025-12-29 | FIP General | Mochammad Fadhillah Hakim, | FIP Engineering | FIP-DOM-PRJ-13404-MC25005-INA-000000 | PO Closed |  | 2025-12-06 | 2025-12-08
121703588-1 | 121703588 - APPROVED | 1 | T-80109-00 | Cellotape / Lakban Kertas 1 inch warna Putih | 60 | Roll | IDR | 5500 | 330000 | 2026-01-09 | FIP General | Mochammad Fadhillah Hakim, | FIP Engineering | FIP-DOM-ENG-51411-0000000-INA-000000 | PO Closed | GL2601352 | 2025-12-09 | 2025-12-10 | 2026-01-30
121703588-2 | 121703588 - APPROVED | 2 | T-80109-00 | Cellotape / Lakban Kertas 1 inch warna Putih | 60 | Roll | IDR | 5500 | 330000 | 2026-04-10 | FIP General | Mochammad Fadhillah Hakim, | FIP Engineering | FIP-DOM-ENG-51411-0000000-INA-000000 | PO Closed | GL2602012 | 2025-12-09 | 2025-12-10 | 2026-04-10
121703596-1 | 121703596 - APPROVED | 1 | P-54446-00 | General - Vertikal Float Level Switch; Wingel; VSP-2F-J0S4-L1000-FPP45-CU4; 1 pc | 1 | Pieces | IDR | 8500000 | 8500000 | 2026-01-16 | FIP Engineering | Mochammad Fadhillah Hakim, | FIP Engineering | FIP-DOM-000-11304-OS00001-INA-000000 | PO Closed | GL2512054 | 2025-12-12 | 2025-12-16 | 2026-01-20
121703597-1 | 121703597 - APPROVED | 1 | R-21013-00 | Utility Equipment; ; ; - VORTEX FLOWMETER, REMOTE TYPE DISPLAY, CABLE LENGTH 20M CONN FLANGE PN16 DN80, OUTPUT 4-20MA +RS485, PWR 24 VDC, SS304, EX PROOF, SPV NO: VOFT80S32R1D - VORTEX FLOWMETER, REMOTE TYPE DISPLAY, CABLE LENGTH 20M CONN F | 1 | Unit | IDR | 48549578 | 48549578 | 2025-12-26 | FIP General | Mochammad Fadhillah Hakim, | FIP Engineering | FIP-DOM-ENG-13405-EQ25023-INA-000000 | PO Closed | GL2602010 | 2025-12-12 | 2025-12-16 | 2025-04-26
121703600-1 | 121703600 - APPROVED | 1 | R-21013-00 | Utility Equipment; ; ; - FLOWMETER ULTRASONIC, MODEL MUF-2000 SERIES, WALL MOUNTED, CLAMP ON, MIDDLE SIZE DN50-700,10 MT CABLE, OUTPUT PULSE+4-20MA+RS485, COMPLETE PACKAGE | 1 | Unit | IDR | 23845250 | 23845250 | 2025-12-26 | FIP General | Mochammad Fadhillah Hakim, | FIP Engineering | FIP-DOM-ENG-13405-EQ25004-INA-000000 | PO Closed | GL2602010 | 2025-12-15 | 2025-12-16 | 2026-05-31
121703607-1 | 121703607 - APPROVED | 1 | T-20860-00 | OQ/PV headspace sample ;Agilent; PN : 5182-9733; Agilent; 5182-9733; 1 pcs/pack | 1 | Pack | IDR | 5968000 | 5968000 | 2026-01-16 | FIP General | Mochammad Fadhillah Hakim, | FIP Engineering | FIP-DOM-ENG-51505-0000000-INA-000000 | PO Closed | GL2512338 | 2025-12-16 | 2025-12-18 | 2026-02-09
121703608-2 | 121703608 - APPROVED | 2 | S-62005-00 | Gas Oksigen (O2) ; 6 M3; Refill; Industrial Grade; Purity ? 99.95% | 1 | Tube | IDR | 40000 | 40000 | 2025-12-26 | FIP General | Mochammad Fadhillah Hakim, | FIP Engineering | FIP-DOM-ENG-51504-0000000-INA-000000 | PO Closed | GL2512339 | 2025-12-16 | 2025-12-18 | 2025-12-26
121703608-3 | 121703608 - APPROVED | 3 | S-62052-00 | Gas Acetylene (C2H2), Industrial Grade, 2kg; ; ; | 1 | Tube | IDR | 250000 | 250000 | 2025-12-26 | FIP General | Mochammad Fadhillah Hakim, | FIP Engineering | FIP-DOM-ENG-51504-0000000-INA-000000 | PO Closed | GL2512339 | 2025-12-16 | 2025-12-18 | 2025-12-26
121703618-1 | 121703618 - APPROVED | 1 | P-20431-00 | General - Elbow Ornamen SS201 dia. 4 inch; No Brand; -; 1 pc | 2 | Pieces | IDR | 156000 | 312000 | 2026-01-02 | FIP Engineering | Mochammad Fadhillah Hakim, | FIP Engineering | FIP-DOM-000-11304-OS00001-INA-000000 | PO Closed | GL2512049 | 2025-12-23 | 2025-12-23 | 2026-04-30
121703618-2 | 121703618 - APPROVED | 2 | P-20432-00 | General - Round Pipe Hanger with Blue Rubber Seat and Base SS304 dia. 4 inch; No Brand; -; 1 pc | 3 | Pieces | IDR | 135000 | 405000 | 2026-01-02 | FIP Engineering | Mochammad Fadhillah Hakim, | FIP Engineering | FIP-DOM-000-11304-OS00001-INA-000000 | PO Closed | GL2512049 | 2025-12-23 | 2025-12-23 | 2026-04-30
121703620-1 | 121703620 - APPROVED | 1 | R-21013-00 | Utility Equipment; ; ; - Pompa Grundfos CRN1-6 EFO-CX-A-F-HQQE 3x230/400 50HZ | 1 | Unit | IDR | 69579900 | 69579900 | 2026-01-23 | FIP General | Mochammad Fadhillah Hakim, | FIP Engineering | FIP-DOM-ENG-13405-EQ25004-INA-000000 | PO Closed | GL2601022 | 2025-12-23 | 2025-12-23 | 2026-06-30
121703621-1 | 121703621 - APPROVED | 1 | P-12266-00 | FESTO - Push In Fitting QS-1/2-10 part number 190646 | 10 | Pieces | IDR | 60000 | 600000 | 2026-01-30 | FIP Engineering | Mochammad Fadhillah Hakim, | FIP Engineering | FIP-DOM-000-11304-OS00001-INA-000000 | PO Closed | GL2607381 | 2025-12-29 | 2026-01-06 | 2026-08-30
121703621-2 | 121703621 - APPROVED | 2 | P-11167-00 | Pneumatic Fitting - QS 1/4-10 / PN : 153007 / Festo | 10 | Pieces | IDR | 38195 | 381950 | 2026-01-30 | FIP Engineering | Mochammad Fadhillah Hakim, | FIP Engineering | FIP-DOM-000-11304-OS00001-INA-000000 | PO Closed | GL2607381 | 2025-12-29 | 2026-01-06 | 2026-08-30
121703621-3 | 121703621 - APPROVED | 3 | P-11169-00 | General - Push-in Fitting, QS-1/4-6; Festo; 153003; 1 pcs | 10 | Pieces | IDR | 29414 | 294140 | 2026-01-30 | FIP Engineering | Mochammad Fadhillah Hakim, | FIP Engineering | FIP-DOM-000-11304-OS00001-INA-000000 | PO Closed | GL2607381 | 2025-12-29 | 2026-01-06 | 2026-08-30
121703621-4 | 121703621 - APPROVED | 4 | P-11185-00 | General - Push-in Connector, QS-8-6; Festo; 153038; 1 pcs | 10 | Pieces | IDR | 47707 | 477070 | 2026-01-30 | FIP Engineering | Mochammad Fadhillah Hakim, | FIP Engineering | FIP-DOM-000-11304-OS00001-INA-000000 | PO Closed | GL2607381 | 2025-12-29 | 2026-01-06 | 2026-08-30
121703622-1 | 121703622 - APPROVED | 1 | P-11405-00 | General - Seal Ferrule Teflon 1inch; No Brand; -; 1 pcs | 20 | Pieces | IDR | 41250 | 825000 | 2026-01-30 | FIP Engineering | Mochammad Fadhillah Hakim, | FIP Engineering | FIP-DOM-000-11304-OS00001-INA-000000 | PO Closed | GL2601348 | 2025-12-29 | 2026-01-06 | 2026-02-04
121703622-2 | 121703622 - APPROVED | 2 | P-14980-00 | General - Seal Ferrule Teflon 3/4inch; No Brand; -; 1 pcs | 20 | Pieces | IDR | 38500 | 770000 | 2026-01-30 | FIP Engineering | Mochammad Fadhillah Hakim, | FIP Engineering | FIP-DOM-000-11304-OS00001-INA-000000 | PO Closed | GL2601348 | 2025-12-29 | 2026-01-06 | 2026-02-04
121703622-3 | 121703622 - APPROVED | 3 | P-11404-00 | General - Seal Ferrule Teflon 1 1/2inch; No Brand; -; 1 pcs | 20 | Pieces | IDR | 37400 | 748000 | 2026-01-30 | FIP Engineering | Mochammad Fadhillah Hakim, | FIP Engineering | FIP-DOM-000-11304-OS00001-INA-000000 | PO Closed | GL2602379 | 2025-12-29 | 2026-01-06 | 2026-02-28
121703623-1 | 121703623 - APPROVED | 1 | P-14244-00 | General - UV Lamp SD55-320W; Hanovia; 130071-0320-C; 1 pc | 2 | Pieces | IDR | 24000000 | 48000000 | 2026-02-27 | FIP General | Mochammad Fadhillah Hakim, | FIP Engineering | FIP-DOM-ENG-51504-0000000-INA-000000 | PO Closed | GL2601016 | 2025-12-29 | 2026-01-14 | 2026-02-27
121703624-1 | 121703624 - APPROVED | 1 | P-17645-00 | Chemical - Sodium Hiphoclorite; No Brand; -; 1 Liter | 840 | Liter | IDR | 5000 | 4200000 | 2026-01-30 | FIP Engineering | Mochammad Fadhillah Hakim, | FIP Engineering | FIP-DOM-000-11304-OS00001-INA-000000 | PO Closed | GL2601009 | 2025-12-29 | 2026-01-06 | 2026-01-30
121703624-2 | 121703624 - APPROVED | 2 | P-17645-00 | Chemical - Sodium Hiphoclorite; No Brand; -; 1 Liter | 840 | Liter | IDR | 5000 | 4200000 | 2026-05-01 | FIP Engineering | Mochammad Fadhillah Hakim, | FIP Engineering | FIP-DOM-000-11304-OS00001-INA-000000 | PO Closed | GL2601009 | 2025-12-29 | 2026-01-06 | 2026-05-01
121703624-3 | 121703624 - APPROVED | 3 | P-12830-00 | Sodium metabisulfit | 3 | Pieces | IDR | 550000 | 1650000 | 2026-01-30 | FIP Engineering | Mochammad Fadhillah Hakim, | FIP Engineering | FIP-DOM-000-11304-OS00001-INA-000000 | PO Closed | GL2601012 | 2025-12-29 | 2026-01-06 | 2026-04-05
121703624-4 | 121703624 - APPROVED | 4 | P-12830-00 | Sodium metabisulfit | 3 | Pieces | IDR | 550000 | 1650000 | 2026-05-01 | FIP Engineering | Mochammad Fadhillah Hakim, | FIP Engineering | FIP-DOM-000-11304-OS00001-INA-000000 | PO Open | GL2601012 | 2025-12-29 | 2026-01-06 | 2026-10-16
121703628-1 | 121703628 - APPROVED | 1 | O-16647-00 | General - Oring Silicone Merah 23x18x2.5 mm; -; -; 1 Pc | 270 | Pieces | IDR | 35000 | 9450000 | 2026-02-06 | FIP Engineering | Mochammad Fadhillah Hakim, | FIP Engineering | FIP-DOM-000-11304-OS00001-INA-000000 | PO Closed | GL2601347 | 2025-12-31 | 2026-01-06 | 2026-02-15
121703628-2 | 121703628 - APPROVED | 2 | O-16647-00 | General - Oring Silicone Merah 23x18x2.5 mm; -; -; 1 Pc | 270 | Pieces | IDR | 35000 | 9450000 | 2026-05-08 | FIP Engineering | Mochammad Fadhillah Hakim, | FIP Engineering | FIP-DOM-000-11304-OS00001-INA-000000 | PO Closed | GL2601347 | 2025-12-31 | 2026-01-06 | 2026-05-08
121703633-1 | 121703633 - APPROVED | 1 | O-51996-00 | General - Pulsed DC Ionising Bar Hyperion 929IPS Length 325mm; Steriline; 1096041; 1 Pc | 1 | Pieces | IDR | 36097209 | 36097209 | 2026-03-06 | FIP Engineering | Mochammad Fadhillah Hakim, | FIP Engineering | FIP-DOM-000-11304-OS00001-INA-000000 | PO Closed | GL2601027 | 2026-01-02 | 2026-01-06 | 2026-06-28
121703633-2 | 121703633 - APPROVED | 2 | O-53523-00 | cRABS Z064CR - Transmitter for Temperature Probe HC2-xxx; -; 64938; 1 Pc | 1 | Pieces | IDR | 58000000 | 58000000 | 2026-03-06 | FIP Engineering | Mochammad Fadhillah Hakim, | FIP Engineering | FIP-DOM-000-11304-OS00001-INA-000000 | PO Closed | GL2601027 | 2026-01-02 | 2026-01-06 | 2026-06-28
121703633-3 | 121703633 - APPROVED | 3 | O-53524-00 | cRABS Z064CR - Digital Probe for Humidity and Temperature; -; 64939; 1 Pc | 1 | Pieces | IDR | 22000000 | 22000000 | 2026-03-06 | FIP Engineering | Mochammad Fadhillah Hakim, | FIP Engineering | FIP-DOM-000-11304-OS00001-INA-000000 | PO Closed | GL2601027 | 2026-01-02 | 2026-01-06 | 2026-06-28
121703633-4 | 121703633 - APPROVED | 4 | O-53525-00 | cRABS Z064CR - Cable Gland for Temperature Probe; -; 64940; 1 Pc | 1 | Pieces | IDR | 2400000 | 2400000 | 2026-03-06 | FIP Engineering | Mochammad Fadhillah Hakim, | FIP Engineering | FIP-DOM-000-11304-OS00001-INA-000000 | PO Closed | GL2601027 | 2026-01-02 | 2026-01-06 | 2026-06-28
121703634-1 | 121703634 - APPROVED | 1 | S-62027-00 | Gas Nitrogen (N2); 6 M3; Refill; Ultra High Purity (UHP); Purity ? 99.999% | 2 | Tube | IDR | 225000 | 450000 | 2026-01-20 | FIP General | Mochammad Fadhillah Hakim, | FIP Engineering | FIP-DOM-ENG-51409-0000000-INA-000000 | PO Closed | GL2602398 | 2026-01-05 | 2026-01-06 | 2026-02-25
121703634-2 | 121703634 - APPROVED | 2 | S-62027-00 | Gas Nitrogen (N2); 6 M3; Refill; Ultra High Purity (UHP); Purity ? 99.999% | 3 | Tube | IDR | 225000 | 675000 | 2026-01-20 | FIP General | Mochammad Fadhillah Hakim, | FIP Engineering | FIP-DOM-ENG-51409-0000000-INA-000000 | PO Closed | GL2512339 | 2026-01-05 | 2026-01-06 | 2026-01-20
121703635-1 | 121703635 - APPROVED | 1 | O-21275-00 | General - Tray Kabel Isolator Ukuran 35x35x700; Custom/Lokal; -; 1 Pc | 1 | Pieces | IDR | 1875000 | 1875000 | 2026-02-06 | FIP Engineering | Mochammad Fadhillah Hakim, | FIP Engineering | FIP-DOM-000-11304-OS00001-INA-000000 | PO Closed | GL2602365 | 2026-01-05 | 2026-01-06 | 2026-03-30
121703636-1 | 121703636 - APPROVED | 1 | O-53522-00 | Autoclave Fedegari FOF / 6 AC - Proximity Sensor Cylindrical; Omron; PRX-E2A-S08KS02-M5-B1; 1 Pc | 1 | Pieces | IDR | 791000 | 791000 | 2026-02-06 | FIP Engineering | Mochammad Fadhillah Hakim, | FIP Engineering | FIP-DOM-000-11304-OS00001-INA-000000 | PO Closed | GL2602366 | 2026-01-05 | 2026-01-06 | 2026-06-06
121703637-1 | 121703637 - APPROVED | 1 | P-10729-00 | General - Contact cleaner WD 40; No Brand; -; 382gr/can | 3 | Pieces | IDR | 93500 | 280500 | 2026-02-06 | FIP Engineering | Mochammad Fadhillah Hakim, | FIP Engineering | FIP-DOM-000-11304-OS00001-INA-000000 | PO Closed | GL2601355 | 2026-01-05 | 2026-01-06 | 2026-02-20
121703640-1 | 121703640 - APPROVED | 1 | P-54491-00 | Lift Schindler - LOP Button Set; Schindler; IWU-000869; 1 set | 1 | Set | IDR | 8500000 | 8500000 | 2026-02-06 | FIP General | Mochammad Fadhillah Hakim, | FIP Engineering | FIP-DOM-ENG-51502-0000000-INA-000000 | PO Closed | GL2602042 | 2026-01-05 | 2026-01-07 | 2026-03-31
121703641-1 | 121703641 - APPROVED | 1 | P-20392-00 | General - Sock Drat Luar PVC 3/4 x 1/2 inch; Rucika; -; 1 pc | 2 | Pieces | IDR | 8000 | 16000 | 2026-02-06 | FIP Engineering | Mochammad Fadhillah Hakim, | FIP Engineering | FIP-DOM-000-11304-OS00001-INA-000000 | PO Closed | GL2602379 | 2026-01-05 | 2026-01-06 | 2026-02-28
121703641-2 | 121703641 - APPROVED | 2 | P-20393-00 | General - Tee Reducer PVC 2 1/2 x 3/4 inch; ; ; | 1 | Pieces | IDR | 30000 | 30000 | 2026-02-06 | FIP Engineering | Mochammad Fadhillah Hakim, | FIP Engineering | FIP-DOM-000-11304-OS00001-INA-000000 | PO Closed | GL2602379 | 2026-01-05 | 2026-01-06 | 2026-02-28
121703642-1 | 121703642 - APPROVED | 1 | S-20986-00 | Sarung Tangan Tahan Panas 500 C; Castong; ABY5T-34; pack size per pairs | 3 | Pair | IDR | 693000 | 2079000 | 2026-02-06 | FIP General | Mochammad Fadhillah Hakim, | FIP Engineering | FIP-DOM-ENG-51404-0000000-INA-000000 | PO Closed | GL2604005 | 2026-01-05 | 2026-01-06 | 2026-04-24
121703643-1 | 121703643 - APPROVED | 1 | O-20554-00 | Marchesini MA155 - Spring Plate 21.4.0.1/0.368; -; M660010070; 1 Pc | 6 | Pieces | IDR | 352070 | 2112420 | 2026-02-06 | FIP Engineering | Mochammad Fadhillah Hakim, | FIP Engineering | FIP-DOM-000-11304-OS00001-INA-000000 | PO Closed | GL2602373 | 2026-01-05 | 2026-01-06 | 2026-04-30
121703644-1 | 121703644 - APPROVED | 1 | P-20408-00 | General - Pressure Gauge 10 Bar 3/4 Inch; GMT; -; 1 pc | 2 | Pieces | IDR | 365000 | 730000 | 2026-02-06 | FIP Engineering | Mochammad Fadhillah Hakim, | FIP Engineering | FIP-DOM-000-11304-OS00001-INA-000000 | PO Closed | GL2602379 | 2026-01-05 | 2026-01-06 | 2026-02-28
121703645-1 | 121703645 - APPROVED | 1 | Q-70224-00 | Kunci L Mini Set; Tekiro; HK-EL1198; 7 pc/set | 1 | Set | IDR | 38500 | 38500 | 2026-02-06 | FIP General | Mochammad Fadhillah Hakim, | FIP Engineering | FIP-DOM-ENG-51404-0000000-INA-000000 | PO Closed | GL2602027 | 2026-01-05 | 2026-01-06 | 2026-03-31
121703646-1 | 121703646 - APPROVED | 1 | P-20409-00 | Pompa Grundfos - Shaft Seal CR/N 32/45/64/90 HQQE; Grundfos; -; 1 pc | 1 | Pieces | IDR | 6212000 | 6212000 | 2026-02-06 | FIP Engineering | Mochammad Fadhillah Hakim, | FIP Engineering | FIP-DOM-000-11304-OS00001-INA-000000 | PO Closed | GL2601017 | 2026-01-05 | 2026-01-06 | 2026-02-06
121703647-1 | 121703647 - APPROVED | 1 | O-51818-00 | RTD - Single Element. Built according to directive 94/9/CE ATEX II 2GD Ex d IIC T6; Temperature Rang; ; ; | 2 | Unit | IDR | 8331708 | 16663416 | 2026-02-06 | FIP Engineering | Mochammad Fadhillah Hakim, | FIP Engineering | FIP-DOM-000-11304-OS00001-INA-000000 | PO Open | GL2601027 | 2026-01-05 | 2026-01-06 | 2026-08-31
121703648-1 | 121703648 - APPROVED | 1 | O-21265-00 | Autoclave Service NA2247AU - Oring EPDM 3.5x69.7x76.8; Custom/Lokal; -; 1 Pc | 5 | Pieces | IDR | 37500 | 187500 | 2026-02-06 | FIP Engineering | Mochammad Fadhillah Hakim, | FIP Engineering | FIP-DOM-000-11304-OS00001-INA-000000 | PO Closed | GL2602376 | 2026-01-05 | 2026-01-06 | 2026-03-20
121703649-1 | 121703649 - APPROVED | 1 | O-53510-00 | Tunnel ST1L - Finned Heater U Form Dia 11x520mm 230V-1200W; Custom/Lokal; -; 1 Pc | 10 | Pieces | IDR | 955000 | 9550000 | 2026-02-06 | FIP Engineering | Mochammad Fadhillah Hakim, | FIP Engineering | FIP-DOM-000-11304-OS00001-INA-000000 | PO Closed | GL2602377 | 2026-01-05 | 2026-01-06 | 2026-03-30
121703655-1 | 121703655 - APPROVED | 1 | O-21284-00 | General - Isolator Gloves 000080 E10330 CNS 7 E3 5 Neoprene No Staining; Piercan; SG010138; 1 Pc | 30 | Pieces | IDR | 1698000 | 50940000 | 2026-03-06 | FIP Engineering | Mochammad Fadhillah Hakim, | FIP Engineering | FIP-DOM-000-11304-OS00001-INA-000000 | PO Closed | GL2601346 | 2026-01-06 | 2026-01-06 | 2026-09-23
121703656-1 | 121703656 - APPROVED | 1 | T-20148-00 | Replacement Filter 60 Micron; Sievers; c/n CHTF94402; 1 pc | 1 | Pieces | IDR | 2912500 | 2912500 | 2026-02-06 | FIP General | Mochammad Fadhillah Hakim, | FIP Engineering | FIP-DOM-ENG-51505-0000000-INA-000000 | PO Closed | GL2601344 | 2026-01-06 | 2026-01-06 | 2026-03-13
121703656-2 | 121703656 - APPROVED | 2 | T-20112-00 | 900 Sample pump tubing; Sievers; P/N CATU 96200; 1 pc | 1 | Pieces | IDR | 3990000 | 3990000 | 2026-02-06 | FIP General | Mochammad Fadhillah Hakim, | FIP Engineering | FIP-DOM-ENG-51505-0000000-INA-000000 | PO Closed | GL2601344 | 2026-01-06 | 2026-01-06 | 2026-03-13
121703659-1 | 121703659 - APPROVED | 1 | P-10726-00 | Cleaner - Contact Cleaner CRC CO 2016; No Brand; -; 500ml/Botol | 3 | Pieces | IDR | 90000 | 270000 | 2026-02-06 | FIP Engineering | Mochammad Fadhillah Hakim, | FIP Engineering | FIP-DOM-000-11304-OS00001-INA-000000 | PO Closed | GL2602379 | 2026-01-06 | 2026-01-06 | 2026-02-28
121703670-1 | 121703670 - APPROVED | 1 | O-15931-00 | General - Double Tape 1" Merah; 3M; -; 1 Pc | 20 | Pieces | IDR | 77500 | 1550000 | 2026-02-13 | FIP Engineering | Mochammad Fadhillah Hakim, | FIP Engineering | FIP-DOM-000-11304-OS00001-INA-000000 | PO Closed | GL2602367 | 2026-01-09 | 2026-01-13 | 2026-03-13
121703670-2 | 121703670 - APPROVED | 2 | O-15931-00 | General - Double Tape 1" Merah; 3M; -; 1 Pc | 20 | Pieces | IDR | 77500 | 1550000 | 2026-05-15 | FIP Engineering | Mochammad Fadhillah Hakim, | FIP Engineering | FIP-DOM-000-11304-OS00001-INA-000000 | PO Closed | GL2602367 | 2026-01-09 | 2026-01-13 | 2026-05-15
121703671-1 | 121703671 - APPROVED | 1 | P-14453-00 | General - Filter IAF MB Series (Medium Filter), efficiency : 60-65 %, Size: 24 x 24 x 12 inch; IAF; -; 1 pcs | 10 | Pieces | IDR | 850000 | 8500000 | 2026-01-23 | FIP Engineering | Mochammad Fadhillah Hakim, | FIP Engineering | FIP-DOM-000-11304-OS00001-INA-000000 | PO Closed | GL2602408 | 2026-01-09 | 2026-01-13 | 2026-03-21
121703671-2 | 121703671 - APPROVED | 2 | P-14454-00 | General - Filter IAF MB Series (Medium Filter), efficiency : 60-65 %, Size: 12 x 24 x 12 inch; IAF; -; 1 pcs | 10 | Pieces | IDR | 650000 | 6500000 | 2026-01-23 | FIP Engineering | Mochammad Fadhillah Hakim, | FIP Engineering | FIP-DOM-000-11304-OS00001-INA-000000 | PO Closed | GL2602408 | 2026-01-09 | 2026-01-13 | 2026-03-21
121703672-1 | 121703672 - APPROVED | 1 | P-15852-00 | General - Ampelas P500; EAGLE; -; 1 pcs | 15 | Pieces | IDR | 6000 | 90000 | 2026-01-23 | FIP Engineering | Mochammad Fadhillah Hakim, | FIP Engineering | FIP-DOM-000-11304-OS00001-INA-000000 | PO Closed | GL2601355 | 2026-01-09 | 2026-01-13 | 2026-02-20
121703672-2 | 121703672 - APPROVED | 2 | P-15852-00 | General - Ampelas P500; EAGLE; -; 1 pcs | 15 | Pieces | IDR | 6000 | 90000 | 2026-03-13 | FIP Engineering | Mochammad Fadhillah Hakim, | FIP Engineering | FIP-DOM-000-11304-OS00001-INA-000000 | PO Closed | GL2601355 | 2026-01-09 | 2026-01-13 | 2026-02-20
121703673-1 | 121703673 - APPROVED | 1 | O-19430-00 | General - Baut L, SS, M5 x 20 mm + Mur + Ring; No Brand; -; 1 pcs | 100 | Pieces | IDR | 3000 | 300000 | 2026-02-13 | FIP Engineering | Mochammad Fadhillah Hakim, | FIP Engineering | FIP-DOM-000-11304-OS00001-INA-000000 | PO Closed | GL2602367 | 2026-01-09 | 2026-01-13 | 2026-03-13
121703674-1 | 121703674 - APPROVED | 1 | P-18067-00 | General - Lampu TL LED T5 16 W 6000 K; No Brand; -; 1 unt | 5 | Pieces | IDR | 125000 | 625000 | 2026-02-13 | FIP Engineering | Mochammad Fadhillah Hakim, | FIP Engineering | FIP-DOM-000-11304-OS00001-INA-000000 | PO Closed | GL2601348 | 2026-01-09 | 2026-01-13 | 2026-02-04
121703675-1 | 121703675 - APPROVED | 1 | O-14640-00 | General - Silicone Gasket for Ferrule dia. 3/4"; -; -; 1 Pc | 50 | Pieces | IDR | 11000 | 550000 | 2026-02-13 | FIP Engineering | Mochammad Fadhillah Hakim, | FIP Engineering | FIP-DOM-000-11304-OS00001-INA-000000 | PO Closed | GL2602375 | 2026-01-09 | 2026-01-13 | 2026-03-13
121703680-1 | 121703680 - APPROVED | 1 | R-21013-00 | Utility Equipment; ; ; - Transmitter M300 Water 2-CH 1/4DIN 30280778 | 1 | Unit | IDR | 49720000 | 49720000 | 2026-02-13 | FIP General | Mochammad Fadhillah Hakim, | FIP Engineering | FIP-DOM-ENG-13405-EQ26003-INA-000000 | PO Closed | GL2602017 | 2026-01-09 | 2026-01-13 | 2026-03-13
121703680-2 | 121703680 - APPROVED | 2 | R-21013-00 | Utility Equipment; ; ; - O3 Sensor Probe, pureO3/12/120 30139305 | 1 | Unit | IDR | 56497500 | 56497500 | 2026-02-13 | FIP General | Mochammad Fadhillah Hakim, | FIP Engineering | FIP-DOM-ENG-13405-EQ26003-INA-000000 | PO Closed | GL2602017 | 2026-01-09 | 2026-01-13 | 2026-03-13
121703680-3 | 121703680 - APPROVED | 3 | R-21013-00 | Utility Equipment; ; ; - Cable AK9/10m 59902230 | 1 | Unit | IDR | 4028000 | 4028000 | 2026-02-13 | FIP General | Mochammad Fadhillah Hakim, | FIP Engineering | FIP-DOM-ENG-13405-EQ26003-INA-000000 | PO Closed | GL2602017 | 2026-01-09 | 2026-01-13 | 2026-03-13
121703680-4 | 121703680 - APPROVED | 4 | R-21013-00 | Utility Equipment; ; ; - Setup Standard Configuration EA | 1 | Unit | IDR | 3440000 | 3440000 | 2026-02-13 | FIP General | Mochammad Fadhillah Hakim, | FIP Engineering | FIP-DOM-ENG-13405-EQ26003-INA-000000 | PO Closed | GL2602017 | 2026-01-09 | 2026-01-13 | 2026-08-20
121703680-5 | 121703680 - APPROVED | 5 | R-21013-00 | Utility Equipment; ; ; - Calibrate Sensor OnSite | 1 | Unit | IDR | 11110000 | 11110000 | 2026-02-13 | FIP General | Mochammad Fadhillah Hakim, | FIP Engineering | FIP-DOM-ENG-13405-EQ26003-INA-000000 | PO Closed | GL2602017 | 2026-01-09 | 2026-01-13 | 2026-03-13
121703686-1 | 121703686 - APPROVED | 1 | R-20024-00 | Machine Equipment; ; ; - Exhaust Freeze Dryer | 1 | Unit | IDR | 445555000 | 445555000 | 2026-02-13 | FIP General | Mochammad Fadhillah Hakim, | FIP Engineering | FIP-DOM-ENG-13404-MC26001-INA-000000 | PO Closed |  | 2026-01-09 | 2026-01-13
121703687-2 | 121703687 - APPROVED | 2 | O-21032-00 | Washing RAR4 - Steel Ball / Gotri 2.5mm; -; -; 1 pck = 100pc | 1 | Pack | IDR | 150000 | 150000 | 2026-02-13 | FIP Engineering | Mochammad Fadhillah Hakim, | FIP Engineering | FIP-DOM-000-11304-OS00001-INA-000000 | PO Closed | GL2602372 | 2026-01-12 | 2026-01-13 | 2026-03-15
121703688-1 | 121703688 - APPROVED | 1 | O-16980-00 | General - Diaphragm 40 mm ER Grade EPDM; Saunders; DA040ER M4; 1 Pc | 24 | Pieces | IDR | 1988800 | 47731200 | 2026-02-13 | FIP Engineering | Mochammad Fadhillah Hakim, | FIP Engineering | FIP-DOM-000-11304-OS00001-INA-000000 | PO Closed | GL2602004 | 2026-01-13 | 2026-01-13 | 2026-04-13
121703688-2 | 121703688 - APPROVED | 2 | O-16981-00 | General - Diaphragm 25 mm ER Grade EPDM; Saunders; DA025ER M4; 1 Pc | 40 | Pieces | IDR | 1212200 | 48488000 | 2026-02-13 | FIP Engineering | Mochammad Fadhillah Hakim, | FIP Engineering | FIP-DOM-000-11304-OS00001-INA-000000 | PO Closed | GL2602004 | 2026-01-13 | 2026-01-13 | 2026-04-13
121703688-3 | 121703688 - APPROVED | 3 | O-20496-00 | General - Diaphragm Grade ER SQUARE Type A EPDM Diaphragm Screw; Saunders; DP008ER; 1 Pc | 4 | Pieces | IDR | 3731000 | 14924000 | 2026-02-13 | FIP Engineering | Mochammad Fadhillah Hakim, | FIP Engineering | FIP-DOM-000-11304-OS00001-INA-000000 | PO Closed | GL2602004 | 2026-01-13 | 2026-01-13 | 2026-04-13
121703689-1 | 121703689 - APPROVED | 1 | O-21304-00 | Coating PLAB - Inflatable Silicone Sealing Ring; ; GDA040193; 1 Pc | 1 | Pieces | IDR | 14507500 | 14507500 | 2026-02-13 | FIP Engineering | Mochammad Fadhillah Hakim, | FIP Engineering | FIP-DOM-000-11304-OS00001-INA-000000 | PO Closed | GL2602369 | 2026-01-13 | 2026-01-19 | 2026-04-13
121703690-1 | 121703690 - APPROVED | 1 | O-21305-00 | Coating PLAB - Directional Control Valve; SMC; VNA101A-F6A; 1 Pc | 3 | Pieces | IDR | 935000 | 2805000 | 2026-02-13 | FIP Engineering | Mochammad Fadhillah Hakim, | FIP Engineering | FIP-DOM-000-11304-OS00001-INA-000000 | PO Closed | GL2602374 | 2026-01-13 | 2026-01-19 | 2026-03-19
121703690-2 | 121703690 - APPROVED | 2 | O-21306-00 | Coating PLAB - Spare Kit; SMC; VN1-A3AA; ; ; 1 Pc | 3 | Pieces | IDR | 171000 | 513000 | 2026-02-13 | FIP Engineering | Mochammad Fadhillah Hakim, | FIP Engineering | FIP-DOM-000-11304-OS00001-INA-000000 | PO Closed | GL2602374 | 2026-01-13 | 2026-01-19 | 2026-03-19
121703690-3 | 121703690 - APPROVED | 3 | O-21307-00 | Coating PLAB - Spare Kit; SMC; VN1-4AA; ; ; 1 Pc | 3 | Pieces | IDR | 283700 | 851100 | 2026-02-13 | FIP Engineering | Mochammad Fadhillah Hakim, | FIP Engineering | FIP-DOM-000-11304-OS00001-INA-000000 | PO Closed | GL2602374 | 2026-01-13 | 2026-01-19 | 2026-03-19
121703695-1 | 121703695 - APPROVED | 1 | R-62003-00 | Monitor - Dell Monitor E2225H 21.5" Widescreen | 2 | Unit | IDR | 1300000 | 2600000 | 2026-02-20 | FIP General | Mochammad Fadhillah Hakim, | FIP Engineering | FIP-DOM-ENG-13408-IT26003-INA-000000 | PO Closed | GL2601018 | 2026-01-19 | 2026-01-20 | 2026-02-06
121703695-2 | 121703695 - APPROVED | 2 | R-62019-00 | Thin Client - Thin Client HP Pro T550 (Linux) | 2 | Unit | IDR | 4800000 | 9600000 | 2026-02-20 | FIP General | Mochammad Fadhillah Hakim, | FIP Engineering | FIP-DOM-ENG-13408-IT26002-INA-000000 | PO Closed | GL2603030 | 2026-01-19 | 2026-01-20 | 2026-05-06
121703696-1 | 121703696 - APPROVED | 1 | S-60050-00 | Jasa Perbaikan dan Pemeliharaan Mesin Produksi; ; ; - Perbaikan Heating Plate | 1 | Pieces | IDR | 3081006 | 3081006 | 2026-02-20 | FIP General | Mochammad Fadhillah Hakim, | FIP Engineering | FIP-DOM-ENG-51504-0000000-INA-000000 | PO Closed | GL2602011 | 2026-01-19 | 2026-01-20 | 2026-03-20
121703697-1 | 121703697 - APPROVED | 1 | S-40586-00 | Container Box; Claris; ; - Container/Box Plastik claris 70 liter (77x42x32) Type 1022 Warna Peach | 5 | Pieces | IDR | 275000 | 1375000 | 2026-02-20 | FIP General | Mochammad Fadhillah Hakim, | FIP Engineering | FIP-DOM-ENG-51404-0000000-INA-000000 | PO Closed | GL2604003 | 2026-01-19 | 2026-01-20 | 2026-04-14
121703702-1 | 121703702 - APPROVED | 1 | O-21300-00 | Autoclave Service NA2247AU - Kit DN20-26 Mod. FC Valve Actuator; Fedegari; KS000028; 1 Pc | 3 | Pieces | IDR | 2150000 | 6450000 | 2026-02-27 | FIP Engineering | Mochammad Fadhillah Hakim, | FIP Engineering | FIP-DOM-000-11304-OS00001-INA-000000 | PO Closed | GL2602412 | 2026-01-21 | 2026-01-21 | 2026-05-10
121703702-2 | 121703702 - APPROVED | 2 | P-15429-00 | Fedegari FVA2/A1 S/N : NB2964AT - Cover Seal FVM-A/2 FOB2 (Code: PP600265); ; ; | 2 | Unit | IDR | 6837000 | 13674000 | 2026-02-27 | FIP Engineering | Mochammad Fadhillah Hakim, | FIP Engineering | FIP-DOM-000-11304-OS00001-INA-000000 | PO Closed | GL2602412 | 2026-01-21 | 2026-01-21 | 2026-05-10
121703705-1 | 121703705 - APPROVED | 1 | O-12736-00 | Tubing Polyurethane TU0425 Clear; ; ; | 1 | Roll | IDR | 1000000 | 1000000 | 2026-02-27 | FIP General | Mochammad Fadhillah Hakim, | FIP Engineering | FIP-DOM-ENG-51404-0000000-INA-000000 | PO Closed | GL2602410 | 2026-01-21 | 2026-01-22 | 2026-04-06
121703705-2 | 121703705 - APPROVED | 2 | O-12735-00 | General - TU Polyurethane Tubing, TU0604C-100; SMC Pneumatics; -; 1 roll | 2 | Roll | IDR | 1200000 | 2400000 | 2026-02-27 | FIP General | Mochammad Fadhillah Hakim, | FIP Engineering | FIP-DOM-ENG-51404-0000000-INA-000000 | PO Closed | GL2602410 | 2026-01-21 | 2026-01-22 | 2026-04-06
121703705-3 | 121703705 - APPROVED | 3 | O-12734-00 | General - TU Polyurethane Tubing, TU0805C-100; SMC Pneumatics; -; 1 roll | 2 | Roll | IDR | 1500000 | 3000000 | 2026-02-27 | FIP General | Mochammad Fadhillah Hakim, | FIP Engineering | FIP-DOM-ENG-51404-0000000-INA-000000 | PO Closed | GL2602410 | 2026-01-21 | 2026-01-22 | 2026-04-06
121703717-1 | 121703717 - APPROVED | 1 | P-10183-00 | General - Drain Sewerage Opener GL-10; No Brand; -; 1 pc | 20 | Liter | IDR | 120000 | 2400000 | 2026-02-27 | FIP Engineering | Mochammad Fadhillah Hakim, | FIP Engineering | FIP-DOM-000-11304-OS00001-INA-000000 | PO Closed | GL2602039 | 2026-01-24 | 2026-01-26 | 2026-03-09
121703719-1 | 121703719 - APPROVED | 1 | O-20555-00 | Marchesini MA155 - Lower Belt Shaft Complete, 21. 4. 0. 1/0 395K; -; M660010001; 1 Pc | 1 | Pieces | IDR | 4251000 | 4251000 | 2026-02-13 | FIP Engineering | Mochammad Fadhillah Hakim, | FIP Engineering | FIP-DOM-000-11304-OS00001-INA-000000 | PO Closed | GL2602022 | 2026-01-24 | 2026-01-30 | 2026-04-20
121703719-2 | 121703719 - APPROVED | 2 | O-20556-00 | Marchesini MA155 - Upper Belt Shaft, 21. 4. 0. 1/0. 394K; -; M660010002; 1 Pc | 1 | Pieces | IDR | 4251000 | 4251000 | 2026-02-13 | FIP Engineering | Mochammad Fadhillah Hakim, | FIP Engineering | FIP-DOM-000-11304-OS00001-INA-000000 | PO Closed | GL2602022 | 2026-01-24 | 2026-01-30 | 2026-04-20
121703719-3 | 121703719 - APPROVED | 3 | O-20557-00 | Marchesini MA155 - Combination Folding Roller, 21. 4. 0 1/0. 244; -; M660010009; 1 Pc | 3 | Pieces | IDR | 6259500 | 18778500 | 2026-02-13 | FIP Engineering | Mochammad Fadhillah Hakim, | FIP Engineering | FIP-DOM-000-11304-OS00001-INA-000000 | PO Closed |  | 2026-01-24 | 2026-01-30 | 2026-04-20
121703719-4 | 121703719 - APPROVED | 4 | O-20558-00 | Marchesini MA155 - Combination Folding Roller, 21. 4. 0. 1/0. 233; -; M660010009; 1 Pc | 5 | Pieces | IDR | 6259500 | 31297500 | 2026-02-13 | FIP Engineering | Mochammad Fadhillah Hakim, | FIP Engineering | FIP-DOM-000-11304-OS00001-INA-000000 | PO Closed | GL2602022 | 2026-01-24 | 2026-01-30 | 2026-04-20
121703719-5 | 121703719 - APPROVED | 5 | O-20559-00 | Marchesini MA155 - Combination Folding Roller, 21. 4. 0. 1/0. 222; -; M660010007; 1 Pc | 2 | Pieces | IDR | 6259500 | 12519000 | 2026-02-13 | FIP Engineering | Mochammad Fadhillah Hakim, | FIP Engineering | FIP-DOM-000-11304-OS00001-INA-000000 | PO Closed | GL2602022 | 2026-01-24 | 2026-01-30 | 2026-07-13
121703720-1 | 121703720 - APPROVED | 1 | P-50274-00 | General - Kabel NYAF Uk. 1 x 0.75mm, Warna Merah; SUPREME; -; 1 meter | 1 | Pieces | IDR | 250000 | 250000 | 2026-01-30 | FIP Engineering | Mochammad Fadhillah Hakim, | FIP Engineering | FIP-DOM-000-11304-OS00001-INA-000000 | PO Closed | GL2601348 | 2026-01-24 | 2026-01-26 | 2026-02-04
121703720-2 | 121703720 - APPROVED | 2 | P-51030-00 | General - Kabel NYAF 1x0.75mm, Warna Biru; JEMBO; -; 1 meter | 1 | Pieces | IDR | 298000 | 298000 | 2026-01-30 | FIP Engineering | Mochammad Fadhillah Hakim, | FIP Engineering | FIP-DOM-000-11304-OS00001-INA-000000 | PO Closed | GL2601348 | 2026-01-24 | 2026-01-26 | 2026-02-04
121703720-3 | 121703720 - APPROVED | 3 | P-51793-00 | General - Panel Box Uk. 20 x 30 x 15cm; No Brand; -; 1 pc | 1 | Pieces | IDR | 185250 | 185250 | 2026-01-30 | FIP General | Mochammad Fadhillah Hakim, | FIP Engineering | FIP-DOM-ENG-51404-0000000-INA-000000 | PO Closed | GL2601348 | 2026-01-24 | 2026-01-26 | 2026-02-04
121703720-4 | 121703720 - APPROVED | 4 | P-51856-00 | General - Key Selector Switch; Autonics; S2KR-4CK2AM; 1 pc | 2 | Pieces | IDR | 71700 | 143400 | 2026-01-26 | FIP Engineering | Mochammad Fadhillah Hakim, | FIP Engineering | FIP-DOM-000-11304-OS00001-INA-000000 | PO Closed | GL2601348 | 2026-01-24 | 2026-01-26 | 2026-02-04
121703720-5 | 121703720 - APPROVED | 5 | O-51967-00 | General - Solid State Relay 3-32 VDC - 330 VAC 25 A; Fotek; SSR 3-32; 1 Pc | 2 | Pieces | IDR | 390000 | 780000 | 2026-01-26 | FIP Engineering | Mochammad Fadhillah Hakim, | FIP Engineering | FIP-DOM-000-11304-OS00001-INA-000000 | PO Closed | GL2601348 | 2026-01-24 | 2026-01-26 | 2026-02-04
121703720-6 | 121703720 - APPROVED | 6 | O-50863-00 | General - Relay 220-240 VAC; Omron; MY4N; 1 Pc | 5 | Pieces | IDR | 37000 | 185000 | 2026-01-26 | FIP Engineering | Mochammad Fadhillah Hakim, | FIP Engineering | FIP-DOM-000-11304-OS00001-INA-000000 | PO Closed | GL2601348 | 2026-01-24 | 2026-01-26 | 2026-02-04
121703721-1 | 121703721 - APPROVED | 1 | S-51937-00 | Lid for Desicator, with Stopcock, dor ID 200mm; Normax; 4906324; pieces | 1 | Pieces | IDR | 1297500 | 1297500 | 2026-02-27 | FIP General | Mochammad Fadhillah Hakim, | FIP Engineering | FIP-DOM-ENG-51505-0000000-INA-000000 | PO Closed | GL2602396 | 2026-01-26 | 2026-01-30 | 2026-03-09
121703722-1 | 121703722 - APPROVED | 1 | T-80635-00 | Kertas HVS Putih A4 70 gram; | 15 | Rim | IDR | 33000 | 495000 | 2026-02-27 | FIP General | Mochammad Fadhillah Hakim, | FIP Engineering | FIP-DOM-ENG-51411-0000000-INA-000000 | PO Closed | GL2602397 | 2026-01-26 | 2026-01-26 | 2026-02-27
121703722-2 | 121703722 - APPROVED | 2 | T-80028-00 | Pena Hitam; Snowman V1; pc - Ballpoint Snowman V5 BIRU | 20 | Pieces | IDR | 1750 | 35000 | 2026-02-27 | FIP General | Mochammad Fadhillah Hakim, | FIP Engineering | FIP-DOM-ENG-51411-0000000-INA-000000 | PO Closed | GL2602026 | 2026-01-26 | 2026-01-26 | 2026-03-18
121703724-1 | 121703724 - APPROVED | 1 | P-11175-00 | Pneumatic Fitting - QS 10-8 / PN : 153039 / Festo | 10 | Pieces | IDR | 63220 | 632200 | 2026-02-27 | FIP Engineering | Mochammad Fadhillah Hakim, | FIP Engineering | FIP-DOM-000-11304-OS00001-INA-000000 | PO Closed | GL2607381 | 2026-01-26 | 2026-01-26 | 2026-08-30
121703725-1 | 121703725 - APPROVED | 1 | P-50274-00 | General - Kabel NYAF Uk. 1 x 0.75mm, Warna Merah; SUPREME; -; 1 meter | 50 | Pieces | IDR | 5000 | 250000 | 2026-02-27 | FIP Engineering | Mochammad Fadhillah Hakim, | FIP Engineering | FIP-DOM-000-11304-OS00001-INA-000000 | PO Closed | GL2603431 | 2026-01-26 | 2026-01-26 | 2026-04-02
121703725-2 | 121703725 - APPROVED | 2 | P-51704-00 | Terminal Krustin 6 Terminal; ; ; | 10 | Pieces | IDR | 18000 | 180000 | 2026-02-27 | FIP Engineering | Mochammad Fadhillah Hakim, | FIP Engineering | FIP-DOM-000-11304-OS00001-INA-000000 | PO Closed | GL2603434 | 2026-01-26 | 2026-01-26 | 2026-02-27
121703726-1 | 121703726 - APPROVED | 1 | O-51850-00 | General - Power Supply 220 VAC 12 VDC, 3 Ampere; -; -; 1 Pc | 3 | Pieces | IDR | 112500 | 337500 | 2026-02-27 | FIP Engineering | Mochammad Fadhillah Hakim, | FIP Engineering | FIP-DOM-000-11304-OS00001-INA-000000 | PO Closed | GL2602413 | 2026-01-26 | 2026-01-26 | 2026-04-03
121703726-2 | 121703726 - APPROVED | 2 | O-54008-00 | General - MCB 1 PHASE 25 AMPERE; Schneider; -; 1 Pc | 5 | Pieces | IDR | 150000 | 750000 | 2026-02-27 | FIP Engineering | Mochammad Fadhillah Hakim, | FIP Engineering | FIP-DOM-000-11304-OS00001-INA-000000 | PO Closed | GL2602414 | 2026-01-26 | 2026-01-26 | 2026-04-11
121703726-3 | 121703726 - APPROVED | 3 | O-54137-00 | General - Terminal Block, 6 mm; Fort; -; 1 pcs | 10 | Pieces | IDR | 7000 | 70000 | 2026-02-27 | FIP Engineering | Mochammad Fadhillah Hakim, | FIP Engineering | FIP-DOM-000-11304-OS00001-INA-000000 | PO Closed | GL2602413 | 2026-01-26 | 2026-01-26 | 2026-04-03
121703726-4 | 121703726 - APPROVED | 4 | O-54138-00 | General - Terminal Block, 10 mm; Fort; -; 1 pcs | 10 | Pieces | IDR | 8000 | 80000 | 2026-02-27 | FIP Engineering | Mochammad Fadhillah Hakim, | FIP Engineering | FIP-DOM-000-11304-OS00001-INA-000000 | PO Closed | GL2602413 | 2026-01-26 | 2026-01-26 | 2026-04-03
121703727-1 | 121703727 - APPROVED | 1 | P-18240-00 | General - Stang Sealant; Tekiro; -; 1 Pc | 4 | Pieces | IDR | 5960 | 23840 | 2026-02-27 | FIP General | Mochammad Fadhillah Hakim, | FIP Engineering | FIP-DOM-ENG-51502-0000000-INA-000000 | PO Closed | GL2603434 | 2026-01-26 | 2026-01-26 | 2026-03-25
121703727-2 | 121703727 - APPROVED | 2 | Q-70224-00 | Kunci L Mini Set; Tekiro; HK-EL1198; 7 pc/set | 2 | Set | IDR | 38500 | 77000 | 2026-02-27 | FIP General | Mochammad Fadhillah Hakim, | FIP Engineering | FIP-DOM-ENG-51404-0000000-INA-000000 | PO Closed | GL2602027 | 2026-01-26 | 2026-01-26 | 2026-03-31
121703729-1 | 121703729 - APPROVED | 1 | T-25577-00 | UV LAMP FOR M500 TOC Analyzer; Sievers; TOC M500; 1 pc | 2 | Pieces | IDR | 16780000 | 33560000 | 2026-02-27 | FIP General | Mochammad Fadhillah Hakim, | FIP Engineering | FIP-DOM-ENG-51505-0000000-INA-000000 | PO Closed | GL2602392 | 2026-01-26 | 2026-01-26 | 2026-05-11
121703732-1 | 121703732 - APPROVED | 1 | O-50863-00 | General - Relay 220-240 VAC; Omron; MY4N; 1 Pc | 20 | Pieces | IDR | 37000 | 740000 | 2026-02-27 | FIP Engineering | Mochammad Fadhillah Hakim, | FIP Engineering | FIP-DOM-000-11304-OS00001-INA-000000 | PO Closed | GL2602414 | 2026-01-26 | 2026-01-26 | 2026-04-11
121703745-1 | 121703745 - APPROVED | 1 | P-20528-00 | General - Clamp Ferrule Complete SMS SS304 (12.7mm - EPDM) dia. 4 inch; No Brand; -; 1 pc | 1 | Pieces | IDR | 185000 | 185000 | 2026-02-06 | FIP Engineering | Mochammad Fadhillah Hakim, | FIP Engineering | FIP-DOM-000-11304-OS00001-INA-000000 | PO Closed | GL2603428 | 2026-01-27 | 2026-01-28 | 2026-03-24
121703747-1 | 121703747 - APPROVED | 1 | P-51236-00 | Skun ( I ) pin dia 0.75 mm | 2 | Pieces | IDR | 50000 | 100000 | 2026-02-04 | FIP Engineering | Mochammad Fadhillah Hakim, | FIP Engineering | FIP-DOM-000-11304-OS00001-INA-000000 | PO Closed | GL2601348 | 2026-01-27 | 2026-01-28 | 2026-02-04
121703747-2 | 121703747 - APPROVED | 2 | P-51253-00 | General - Skun Y 0.75mm; No Brand; -; 100pcs/pack | 2 | Pieces | IDR | 50000 | 100000 | 2026-02-04 | FIP Engineering | Mochammad Fadhillah Hakim, | FIP Engineering | FIP-DOM-000-11304-OS00001-INA-000000 | PO Closed | GL2601348 | 2026-01-27 | 2026-01-28 | 2026-02-04
121703749-1 | 121703749 - APPROVED | 1 | P-54506-00 | General - Sensor Stick Flow Probe MFS-R-500; Micatrone; -; 1 unit | 2 | Unit | IDR | 5940000 | 11880000 | 2026-03-06 | FIP Engineering | Mochammad Fadhillah Hakim, | FIP Engineering | FIP-DOM-000-11304-OS00001-INA-000000 | PO Closed | GL2602040 | 2026-01-28 | 2026-01-29 | 2026-03-06
121703752-1 | 121703752 - APPROVED | 1 | P-20444-00 | General - Prefilter Washable G4 c/w Aluminium Frame, 91% 250 Pa, 493 x 493 x 46mm; IAF; -; 1 pc | 6 | Pieces | IDR | 400000 | 2400000 | 2026-03-06 | FIP Engineering | Mochammad Fadhillah Hakim, | FIP Engineering | FIP-DOM-000-11304-OS00001-INA-000000 | PO Closed | GL2602408 | 2026-01-28 | 2026-01-28 | 2026-03-21
121703753-1 | 121703753 - APPROVED | 1 | P-18472-00 | General - Thermostatic Steam Trap LV6-CE DN20 SS; TLV; -; 1 Pc | 1 | Pieces | IDR | 7200000 | 7200000 | 2026-03-06 | FIP Engineering | Mochammad Fadhillah Hakim, | FIP Engineering | FIP-DOM-000-11304-OS00001-INA-000000 | PO Closed | GL2602014 | 2026-01-28 | 2026-01-29 | 2026-06-20
121703754-1 | 121703754 - APPROVED | 1 | P-16596-00 | General - Paku Ripet 5mm; No Brand; -; 1000pcs/box | 1 | Box | IDR | 100000 | 100000 | 2026-03-06 | FIP Engineering | Mochammad Fadhillah Hakim, | FIP Engineering | FIP-DOM-000-11304-OS00001-INA-000000 | PO Closed | GL2603449 | 2026-01-28 | 2026-01-29 | 2026-04-03
121703754-2 | 121703754 - APPROVED | 2 | P-20448-00 | General - Insulation Ducting Tebal 20mm Uk. 1.2 x 0.9m; Proflex; -; 1 pc | 5 | Pieces | IDR | 225000 | 1125000 | 2026-03-06 | FIP Engineering | Mochammad Fadhillah Hakim, | FIP Engineering | FIP-DOM-000-11304-OS00001-INA-000000 | PO Closed | GL2603431 | 2026-01-28 | 2026-01-29 | 2026-04-02
121703754-3 | 121703754 - APPROVED | 3 | P-20517-00 | General - Hole Saw SS TCT 23mm; Kugel; -; 1 pc | 2 | Pieces | IDR | 75000 | 150000 | 2026-03-06 | FIP Engineering | Mochammad Fadhillah Hakim, | FIP Engineering | FIP-DOM-000-11304-OS00001-INA-000000 | PO Closed | GL2603431 | 2026-01-28 | 2026-01-29 | 2026-04-02
121703754-4 | 121703754 - APPROVED | 4 | P-54508-00 | General - Comb Busbar Sisir, 3 Phase, 63A, 10391; Schneider; -; 1 pc | 2 | Pieces | IDR | 150000 | 300000 | 2026-03-06 | FIP Engineering | Mochammad Fadhillah Hakim, | FIP Engineering | FIP-DOM-000-11304-OS00001-INA-000000 | PO Closed | GL2603431 | 2026-01-28 | 2026-01-29 | 2026-04-02
121703754-5 | 121703754 - APPROVED | 5 | P-54509-00 | General - Buzzer Panel, 12VDC, 22mm, SCB-22; Shemco; -; 1 pc | 5 | Pieces | IDR | 37000 | 185000 | 2026-03-06 | FIP Engineering | Mochammad Fadhillah Hakim, | FIP Engineering | FIP-DOM-000-11304-OS00001-INA-000000 | PO Closed | GL2603428 | 2026-01-28 | 2026-01-29 | 2026-03-24
121703754-6 | 121703754 - APPROVED | 6 | P-54512-00 | General - Kabel Duct PVC, Lubang, Uk. 32 x 32mm; No Brand; -; 1 pc | 5 | Pieces | IDR | 50000 | 250000 | 2026-03-06 | FIP Engineering | Mochammad Fadhillah Hakim, | FIP Engineering | FIP-DOM-000-11304-OS00001-INA-000000 | PO Closed | GL2603434 | 2026-01-28 | 2026-01-29 | 2026-03-25
121703754-7 | 121703754 - APPROVED | 7 | P-54513-00 | General - Kabel Gland PG25; No Brand; -; 1 pc | 10 | Pieces | IDR | 7000 | 70000 | 2026-03-06 | FIP Engineering | Mochammad Fadhillah Hakim, | FIP Engineering | FIP-DOM-000-11304-OS00001-INA-000000 | PO Closed | GL2603428 | 2026-01-28 | 2026-01-29 | 2026-03-24
121703754-8 | 121703754 - APPROVED | 8 | P-54514-00 | General - Skun Y, 2.5mm, Hijau; Ewig; -; 100pcs/pack | 1 | Pack | IDR | 25000 | 25000 | 2026-03-06 | FIP Engineering | Mochammad Fadhillah Hakim, | FIP Engineering | FIP-DOM-000-11304-OS00001-INA-000000 | PO Closed | GL2603431 | 2026-01-28 | 2026-01-29 | 2026-04-02
121703754-9 | 121703754 - APPROVED | 9 | P-54515-00 | General - Skun Y, 2.5mm, Kuning; Ewig; -; 100pcs/pack | 1 | Pieces | IDR | 25000 | 25000 | 2026-03-06 | FIP Engineering | Mochammad Fadhillah Hakim, | FIP Engineering | FIP-DOM-000-11304-OS00001-INA-000000 | PO Closed | GL2603431 | 2026-01-28 | 2026-01-29 | 2026-04-02
121703754-10 | 121703754 - APPROVED | 10 | P-54516-00 | General - Skun Y, 2.5mm, Merah; Ewig; -; 100pcs/pack | 1 | Pieces | IDR | 25000 | 25000 | 2026-03-06 | FIP Engineering | Mochammad Fadhillah Hakim, | FIP Engineering | FIP-DOM-000-11304-OS00001-INA-000000 | PO Closed | GL2603431 | 2026-01-28 | 2026-01-29 | 2026-04-02
121703755-1 | 121703755 - APPROVED | 1 | O-21327-00 | Freeze Dryer Lyofast 10 - Cover Block dia 50mm tebal 10mm, Mat. Kuningan; Custom/Lokal; -; 1 Pc | 27 | Pieces | IDR | 185000 | 4995000 | 2026-01-31 | FIP Engineering | Mochammad Fadhillah Hakim, | FIP Engineering | FIP-DOM-000-11304-OS00001-INA-000000 | PO Closed | GL2602003 | 2026-01-28 | 2026-01-29 | 2026-02-28
121703757-1 | 121703757 - APPROVED | 1 | P-54518-00 | General - Stop Kontak Panel Mounting 2Phase, 16A, 220V; Fort; CEE112; 1 pc | 1 | Pieces | IDR | 50000 | 50000 | 2026-03-06 | FIP Engineering | Mochammad Fadhillah Hakim, | FIP Engineering | FIP-DOM-000-11304-OS00001-INA-000000 | PO Closed | GL2603428 | 2026-01-28 | 2026-01-29 | 2026-03-24
121703757-2 | 121703757 - APPROVED | 2 | P-54519-00 | General - Terminal Block TBR20; Fort; -; 50pcs/pack | 2 | Pack | IDR | 250000 | 500000 | 2026-03-06 | FIP Engineering | Mochammad Fadhillah Hakim, | FIP Engineering | FIP-DOM-000-11304-OS00001-INA-000000 | PO Closed | GL2603431 | 2026-01-28 | 2026-01-29 | 2026-04-02
121703759-1 | 121703759 - APPROVED | 1 | Q-50027-00 | Glass Lock atau Grendel Pintu Kaca Tanpa Bingkai; Dekkson; GL621CP; pc | 4 | Pieces | IDR | 225000 | 900000 | 2026-03-06 | FIP General | Mochammad Fadhillah Hakim, | FIP Engineering | FIP-DOM-ENG-51502-0000000-INA-000000 | PO Closed | GL2602027 | 2026-01-29 | 2026-01-29 | 2026-03-31
121703760-1 | 121703760 - APPROVED | 1 | P-50277-00 | General - Kabel NYAF 1 x 1.5 Hitam; Supreme; -; 50m/roll | 2 | Pieces | IDR | 335000 | 670000 | 2026-03-06 | FIP Engineering | Mochammad Fadhillah Hakim, | FIP Engineering | FIP-DOM-000-11304-OS00001-INA-000000 | PO Closed | GL2603428 | 2026-01-29 | 2026-01-29 | 2026-03-24
121703761-1 | 121703761 - APPROVED | 1 | P-20449-00 | General - Supply Air Diffuser + OBD 200 x 200mm (8inch), Natural, Luar 33 x 33cm; No Brand; -; 1 pc | 5 | Pieces | IDR | 230000 | 1150000 | 2026-02-06 | FIP Engineering | Mochammad Fadhillah Hakim, | FIP Engineering | FIP-DOM-000-11304-OS00001-INA-000000 | PO Closed | GL2603430 | 2026-01-29 | 2026-01-29 | 2026-02-06
121703762-1 | 121703762 - APPROVED | 1 | Q-10487-00 | Tutup Wastafel TOTO; ; ; | 5 | Pieces | IDR | 285000 | 1425000 | 2026-03-06 | FIP General | Mochammad Fadhillah Hakim, | FIP Engineering | FIP-DOM-ENG-51502-0000000-INA-000000 | PO Closed | GL2602027 | 2026-01-29 | 2026-01-29 | 2026-03-31
121703763-1 | 121703763 - APPROVED | 1 | P-13513-00 | General - Magnehelic Pressure Gauges 2000-500Pa; Dwyer; -; 1 Pc | 3 | Pack | IDR | 1600000 | 4800000 | 2026-03-06 | FIP Engineering | Mochammad Fadhillah Hakim, | FIP Engineering | FIP-DOM-000-11304-OS00001-INA-000000 | PO Closed | GL2602016 | 2026-01-29 | 2026-01-29 | 2026-03-06
121703763-2 | 121703763 - APPROVED | 2 | P-20443-00 | General - Magnehelic Diffirential Pressure Indicating Transmitter 605-3; Dwyer; -; 1 pc | 3 | Pieces | IDR | 11150000 | 33450000 | 2026-03-06 | FIP Engineering | Mochammad Fadhillah Hakim, | FIP Engineering | FIP-DOM-000-11304-OS00001-INA-000000 | PO Closed | GL2602016 | 2026-01-29 | 2026-01-29 | 2026-04-06
121703764-1 | 121703764 - APPROVED | 1 | O-21308-00 | Autoclave Fedegari FVA2/A1 - Oring EPDM 3.7x20.8x28.2mm; Custom/Lokal; -; 1 Pc | 10 | Pieces | IDR | 35000 | 350000 | 2026-03-06 | FIP Engineering | Mochammad Fadhillah Hakim, | FIP Engineering | FIP-DOM-000-11304-OS00001-INA-000000 | PO Closed | GL2602415 | 2026-01-29 | 2026-01-29 | 2026-04-06
121703766-1 | 121703766 - APPROVED | 1 | T-80046-00 | Baterai AA; Alkaline; Isi 6pc/pck | 9 | Pieces | IDR | 28500 | 256500 | 2026-03-06 | FIP General | Mochammad Fadhillah Hakim, | FIP Engineering | FIP-DOM-ENG-51411-0000000-INA-000000 | PO Closed | GL2602026 | 2026-01-29 | 2026-01-29 | 2026-03-18
121703766-2 | 121703766 - APPROVED | 2 | T-80047-00 | Baterai AAA; Alkaline; Isi 6pc/pck | 5 | Pieces | IDR | 28500 | 142500 | 2026-03-06 | FIP General | Mochammad Fadhillah Hakim, | FIP Engineering | FIP-DOM-ENG-51411-0000000-INA-000000 | PO Closed | GL2602025 | 2026-01-29 | 2026-01-29 | 2026-02-27
121703767-1 | 121703767 - APPROVED | 1 | P-12695-00 | PC 4200/IMA C90 - Draw in-roller Cpl; GUK; 21401-0007; 1 pcs | 2 | Pieces | EUR | 6152846 | 12305692 | 2026-03-06 | FIP Engineering | Mochammad Fadhillah Hakim, | FIP Engineering | FIP-DOM-000-11304-OS00001-INA-000000 | PO Closed | GL2602022 | 2026-01-29 | 2026-01-29 | 2026-03-06
121703768-1 | 121703768 - APPROVED | 1 | S-60002-00 | Jasa Perbaikan dan Pemeliharaan Mesin Utility - Perbaikan Pompa Kondensat | 1 | Lot | IDR | 4780000 | 4780000 | 2026-03-06 | FIP General | Mochammad Fadhillah Hakim, | FIP Engineering | FIP-DOM-ENG-51508-0000000-INA-000000 | PO Closed |  | 2026-01-30 | 2026-01-30
121703769-1 | 121703769 - APPROVED | 1 | O-11149-00 | Bearing 6202 ZZ - P/N : - pc | 10 | Pieces | IDR | 25000 | 250000 | 2026-03-06 | FIP Engineering | Mochammad Fadhillah Hakim, | FIP Engineering | FIP-DOM-000-11304-OS00001-INA-000000 | PO Closed | GL2602409 | 2026-02-02 | 2026-02-02 | 2026-03-30
121703772-1 | 121703772 - APPROVED | 1 | Q-10207-00 | Keramik Roman Warna Putih 40 x 40 cm;Roman;CN: 447106;pack size per pack | 6 | Box | IDR | 150000 | 900000 | 2026-02-04 | FIP Engineering | Mochammad Fadhillah Hakim, | FIP Engineering | FIP-DOM-000-11304-OS00001-INA-000000 | PO Closed | GL2602027 | 2026-02-02 | 2026-02-03 | 2026-03-31
121703773-1 | 121703773 - APPROVED | 1 | Q-10172-00 | Polyfloor PFT-213 Light blue @ 20 KG | 4 | Pieces | IDR | 3291750 | 13167000 | 2026-03-06 | FIP Engineering | Mochammad Fadhillah Hakim, | FIP Engineering | FIP-DOM-000-11304-OS00001-INA-000000 | PO Closed | GL2603052 | 2026-02-02 | 2026-02-03 | 2026-04-15
121703774-1 | 121703774 - APPROVED | 1 | Q-90767-00 | Cat Weathershield Day Break;Dulux;Type 40544M Day Break;pack size per 20L pail | 3 | Can | IDR | 2960000 | 8880000 | 2026-03-06 | FIP General | Mochammad Fadhillah Hakim, | FIP Engineering | FIP-DOM-ENG-51502-0000000-INA-000000 | PO Closed | GL2604011 | 2026-02-02 | 2026-02-02 | 2026-04-21
121703775-1 | 121703775 - APPROVED | 1 | P-11185-00 | General - Push-in Connector, QS-8-6; Festo; 153038; 1 pcs | 10 | Pieces | IDR | 47707 | 477070 | 2026-03-06 | FIP Engineering | Mochammad Fadhillah Hakim, | FIP Engineering | FIP-DOM-000-11304-OS00001-INA-000000 | PO Closed | GL2607381 | 2026-02-02 | 2026-02-03 | 2026-08-30
121703775-2 | 121703775 - APPROVED | 2 | P-12282-00 | FESTO - QS-12-10 Push in Connector p/n: 153040 | 10 | Pieces | IDR | 66439 | 664390 | 2026-03-06 | FIP Engineering | Mochammad Fadhillah Hakim, | FIP Engineering | FIP-DOM-000-11304-OS00001-INA-000000 | PO Closed | GL2607381 | 2026-02-02 | 2026-02-03 | 2026-08-30
121703775-3 | 121703775 - APPROVED | 3 | P-11173-00 | General - Push-in Connector, QS-10; Festo; 153034; 1 pcs | 10 | Pieces | IDR | 63220 | 632200 | 2026-03-06 | FIP Engineering | Mochammad Fadhillah Hakim, | FIP Engineering | FIP-DOM-000-11304-OS00001-INA-000000 | PO Closed | GL2607381 | 2026-02-02 | 2026-02-03 | 2026-08-30
121703775-4 | 121703775 - APPROVED | 4 | P-11182-00 | General - Push-in Connector, QS-6; Festo; 153032; 1 pcs | 10 | Pieces | IDR | 44049 | 440490 | 2026-03-06 | FIP Engineering | Mochammad Fadhillah Hakim, | FIP Engineering | FIP-DOM-000-11304-OS00001-INA-000000 | PO Closed | GL2607381 | 2026-02-02 | 2026-02-03 | 2026-08-30
121703776-1 | 121703776 - APPROVED | 1 | O-20913-00 | General - Air Gripper; SMC; MHZJ2 20DS X43 X81B; 1 Pc | 5 | Pieces | IDR | 6025000 | 30125000 | 2026-03-06 | FIP Engineering | Mochammad Fadhillah Hakim, | FIP Engineering | FIP-DOM-000-11304-OS00001-INA-000000 | PO Closed | GL2602410 | 2026-02-02 | 2026-02-03 | 2026-04-30
121703793-1 | 121703793 - APPROVED | 1 | Q-90000-00 | Building Maintenance Pure Expense - Penggantian Kaca Temperred | 3 | Unit | IDR | 11100000 | 33300000 | 2026-03-06 | FIP General | Mochammad Fadhillah Hakim, | FIP Engineering | FIP-DOM-ENG-51502-0000000-INA-000000 | PO Open | GL2603035 | 2026-02-04 | 2026-02-05 | 2026-04-03
121703795-1 | 121703795 - APPROVED | 1 | S-46129-00 | Plastik Wrap Roll, Size 50 x 200 cm x 17 micron; no brand; ; pack size per roll | 5 | Roll | IDR | 44000 | 220000 | 2026-03-06 | FIP General | Mochammad Fadhillah Hakim, | FIP Engineering | FIP-DOM-ENG-51404-0000000-INA-000000 | PO Closed | GL2603001 | 2026-02-04 | 2026-02-05 | 2026-03-10
121703807-1 | 121703807 - APPROVED | 1 | P-54447-00 | General - Lampu LED Downlight DN027B G3 D125 9W, 900 lm, 65k, Putih; Philips; -; 1 pc | 50 | Pieces | IDR | 165000 | 8250000 | 2026-02-23 | FIP Engineering | Mochammad Fadhillah Hakim, | FIP Engineering | FIP-DOM-000-11304-OS00001-INA-000000 | PO Closed | GL2601355 | 2026-02-06 | 2026-02-09 | 2026-02-23
121703817-1 | 121703817 - APPROVED | 1 | O-21378-00 | Filling VFM100 - Cover Ion Shower 33x45x340 mm, Mat. SUS304; Custom/Lokal; -; 1 Pc | 1 | Pieces | IDR | 1050000 | 1050000 | 2026-03-13 | FIP Engineering | Mochammad Fadhillah Hakim, | FIP Engineering | FIP-DOM-000-11304-OS00001-INA-000000 | PO Closed | GL2603433 | 2026-02-09 | 2026-02-11 | 2026-04-13
121703818-1 | 121703818 - APPROVED | 1 | P-20529-00 | General - Oring Port Sampling 8 x 61 x 77mm; Custom Agru; -; 1 pc | 3 | Pieces | IDR | 350000 | 1050000 | 2026-03-13 | FIP Engineering | Mochammad Fadhillah Hakim, | FIP Engineering | FIP-DOM-000-11304-OS00001-INA-000000 | PO Closed | GL2602034 | 2026-02-09 | 2026-02-10 | 2026-03-13
121703819-1 | 121703819 - APPROVED | 1 | T-12314-00 | Converter USB to RS232 UC232A; ; ; | 4 | Pieces | IDR | 267000 | 1068000 | 2026-03-13 | FIP General | Mochammad Fadhillah Hakim, | FIP Engineering | FIP-DOM-ENG-51504-0000000-INA-000000 | PO Closed | GL2603038 | 2026-02-09 | 2026-02-11 | 2026-03-31
121703819-2 | 121703819 - APPROVED | 2 | T-12352-00 | Adapter converter LAN to Type C with Ethernet; UGREEN; ; | 9 | Pieces | IDR | 191000 | 1719000 | 2026-03-13 | FIP General | Mochammad Fadhillah Hakim, | FIP Engineering | FIP-DOM-ENG-51404-0000000-INA-000000 | PO Closed | GL2603038 | 2026-02-09 | 2026-02-11 | 2026-03-31
121703820-1 | 121703820 - APPROVED | 1 | P-54507-00 | General - Relay MY2N-GS-R AC24 BY OMZ; Omron; -; 1 pc | 10 | Pieces | IDR | 49000 | 490000 | 2026-03-13 | FIP Engineering | Mochammad Fadhillah Hakim, | FIP Engineering | FIP-DOM-000-11304-OS00001-INA-000000 | PO Closed | GL2603004 | 2026-02-09 | 2026-02-11 | 2026-03-13
121703821-1 | 121703821 - APPROVED | 1 | O-21372-00 | Filling VFM100 - Pengunci Ventilator, UK : od.26,5mm x id.17mm x 46mm, Mat. POM White; Custom/Lokal; ; 1 Pc | 6 | Pieces | IDR | 395000 | 2370000 | 2026-03-13 | FIP Engineering | Mochammad Fadhillah Hakim, | FIP Engineering | FIP-DOM-000-11304-OS00001-INA-000000 | PO Closed | GL2603437 | 2026-02-09 | 2026-02-11 | 2026-04-30
121703822-1 | 121703822 - APPROVED | 1 | P-20540-00 | General - Handle Pintu Panel H3-60-221-050; Soutcho; -; 1 pc | 2 | Pieces | IDR | 1105000 | 2210000 | 2026-03-13 | FIP Engineering | Mochammad Fadhillah Hakim, | FIP Engineering | FIP-DOM-000-11304-OS00001-INA-000000 | PO Closed | GL2603003 | 2026-02-09 | 2026-02-10 | 2026-05-30
121703822-2 | 121703822 - APPROVED | 2 | P-20541-00 | General - Lidah Handle Panel E5-6110; Southco; -; 1 pc | 2 | Pieces | IDR | 40000 | 80000 | 2026-03-13 | FIP Engineering | Mochammad Fadhillah Hakim, | FIP Engineering | FIP-DOM-000-11304-OS00001-INA-000000 | PO Closed | GL2603003 | 2026-02-09 | 2026-02-10 | 2026-05-30
121703823-1 | 121703823 - APPROVED | 1 | P-20530-00 | General - PU Series (F8) Uk. 892 x 492 x 360mm Efficiency 91-95% Final Resistance 250Pa 9 pocket; IAF; -; 1 pc | 2 | Pieces | IDR | 500000 | 1000000 | 2026-03-13 | FIP Engineering | Mochammad Fadhillah Hakim, | FIP Engineering | FIP-DOM-000-11304-OS00001-INA-000000 | PO Closed | GL2602408 | 2026-02-09 | 2026-02-12 | 2026-03-21
121703823-2 | 121703823 - APPROVED | 2 | P-20531-00 | General - PU Series (F8) Uk. 592 x 287 x 360mm Efficiency 91-95% Final Resistance 250Pa 6 pocket; IAF; -; 1 pc | 2 | Pieces | IDR | 350000 | 700000 | 2026-03-13 | FIP Engineering | Mochammad Fadhillah Hakim, | FIP Engineering | FIP-DOM-000-11304-OS00001-INA-000000 | PO Closed | GL2602408 | 2026-02-09 | 2026-02-12 | 2026-03-21
121703824-1 | 121703824 - APPROVED | 1 | O-53566-00 | Integrated Granulation Line - K-Adp-Usb Programmer; Pepperl+Fuchs; ; | 1 | Pieces | IDR | 5650000 | 5650000 | 2026-02-11 | FIP Engineering | Mochammad Fadhillah Hakim, | FIP Engineering | FIP-DOM-000-11304-OS00001-INA-000000 | PO Closed | GL2602414 | 2026-02-09 | 2026-02-09 | 2026-04-11
121703825-1 | 121703825 - APPROVED | 1 | P-20532-00 | General - Hand Tap M3 x 0.5; Yamawa; -; 3pcs/pack | 4 | Pack | IDR | 90000 | 360000 | 2026-03-13 | FIP Engineering | Mochammad Fadhillah Hakim, | FIP Engineering | FIP-DOM-000-11304-OS00001-INA-000000 | PO Closed | GL2603431 | 2026-02-09 | 2026-02-10 | 2026-04-02
121703825-2 | 121703825 - APPROVED | 2 | P-54535-00 | General - Stopper Din Rail 20mm; No Brand; -; 1 pc | 25 | Pieces | IDR | 3000 | 75000 | 2026-03-13 | FIP Engineering | Mochammad Fadhillah Hakim, | FIP Engineering | FIP-DOM-000-11304-OS00001-INA-000000 | PO Closed | GL2603431 | 2026-02-09 | 2026-02-10 | 2026-04-02
121703825-3 | 121703825 - APPROVED | 3 | P-54543-00 | General - Junction Box MG 33 x 22 x 12cm; Duradus; -; 1 pc | 1 | Pieces | IDR | 165000 | 165000 | 2026-03-13 | FIP Engineering | Mochammad Fadhillah Hakim, | FIP Engineering | FIP-DOM-000-11304-OS00001-INA-000000 | PO Closed | GL2603431 | 2026-02-09 | 2026-02-10 | 2026-04-02
121703826-1 | 121703826 - APPROVED | 1 | Q-50028-00 | Engsel Sendok Profil Hinge 40 mm; Ferrari; ; pc | 5 | Pieces | IDR | 35000 | 175000 | 2026-03-13 | FIP General | Mochammad Fadhillah Hakim, | FIP Engineering | FIP-DOM-ENG-51502-0000000-INA-000000 | PO Closed | GL2603049 | 2026-02-09 | 2026-02-10 | 2026-04-10
121703826-2 | 121703826 - APPROVED | 2 | Q-70148-00 | Kunci L Bintang / Tamper Torx Key; Tekiro; HK-TA1206; 9 pc/set | 3 | Set | IDR | 210000 | 630000 | 2026-03-13 | FIP General | Mochammad Fadhillah Hakim, | FIP Engineering | FIP-DOM-ENG-51404-0000000-INA-000000 | PO Closed | GL2603049 | 2026-02-09 | 2026-02-10 | 2026-04-10
121703827-1 | 121703827 - APPROVED | 1 | S-13374-00 | Smoke Detector Tester ; Sabre; ; ; | 5 | Pieces | IDR | 650000 | 3250000 | 2026-03-13 | FIP Engineering | Mochammad Fadhillah Hakim, | FIP Engineering | FIP-DOM-000-11304-OS00001-INA-000000 | PO Closed | GL2603049 | 2026-02-09 | 2026-02-10 | 2026-04-10
121703828-1 | 121703828 - APPROVED | 1 | O-21374-00 | Tunnel ST1L - Socket Star Aktuator 14x11; -; -; | 2 | Pieces | IDR | 26000 | 52000 | 2026-02-12 | FIP Engineering | Mochammad Fadhillah Hakim, | FIP Engineering | FIP-DOM-000-11304-OS00001-INA-000000 | PO Closed | GL2603436 | 2026-02-09 | 2026-02-10 | 2026-04-12
121703829-1 | 121703829 - APPROVED | 1 | P-19885-00 | General - Kabel Duct Oval, Size: 50x15, Panjang 2.9meter; Stindo; -; 1 pc | 2 | Pieces | IDR | 99000 | 198000 | 2026-03-13 | FIP Engineering | Mochammad Fadhillah Hakim, | FIP Engineering | FIP-DOM-000-11304-OS00001-INA-000000 | PO Closed | GL2603431 | 2026-02-09 | 2026-02-10 | 2026-04-02
121703829-2 | 121703829 - APPROVED | 2 | P-20533-00 | General - Chain Lube; WD-40 Specialist; -; 360ml/can | 3 | Can | IDR | 170000 | 510000 | 2026-03-13 | FIP Engineering | Mochammad Fadhillah Hakim, | FIP Engineering | FIP-DOM-000-11304-OS00001-INA-000000 | PO Closed | GL2603431 | 2026-02-09 | 2026-02-10 | 2026-04-02
121703829-3 | 121703829 - APPROVED | 3 | P-54536-00 | General - Lampu TL-D 58W 6500K 1500mm; Philips; -; 1 pc | 2 | Pieces | IDR | 106250 | 212500 | 2026-03-13 | FIP Engineering | Mochammad Fadhillah Hakim, | FIP Engineering | FIP-DOM-000-11304-OS00001-INA-000000 | PO Closed | GL2603431 | 2026-02-09 | 2026-02-10 | 2026-04-02
121703830-1 | 121703830 - APPROVED | 1 | Q-12105-00 | Cat Semprot Metallic Black 1139; Samurai Paint; Metallic Black 1139; 400 ml/can | 10 | Can | IDR | 70000 | 700000 | 2026-03-13 | FIP General | Mochammad Fadhillah Hakim, | FIP Engineering | FIP-DOM-ENG-51502-0000000-INA-000000 | PO Closed | GL2604040 | 2026-02-09 | 2026-02-12 | 2026-05-05
121703830-2 | 121703830 - APPROVED | 2 | Q-50029-00 | Kunci Tusuk Laci / Kunci Tekan (Push Lock) HL105; Huben; HL105; pc | 5 | Pieces | IDR | 27000 | 135000 | 2026-03-13 | FIP General | Mochammad Fadhillah Hakim, | FIP Engineering | FIP-DOM-ENG-51502-0000000-INA-000000 | PO Closed | GL2603049 | 2026-02-09 | 2026-02-12 | 2026-04-10
121703831-1 | 121703831 - APPROVED | 1 | P-20509-00 | General - Pressure Regulator AR20-F02G-D; SMC; -; 1 pc | 2 | Pieces | IDR | 525000 | 1050000 | 2026-03-13 | FIP Engineering | Mochammad Fadhillah Hakim, | FIP Engineering | FIP-DOM-000-11304-OS00001-INA-000000 | PO Closed | GL2603008 | 2026-02-09 | 2026-02-10 | 2026-04-20
121703832-1 | 121703832 - APPROVED | 1 | S-60050-00 | Jasa Perbaikan dan Pemeliharaan Mesin Produksi; ; ; - Perbaikan Headcaps | 1 | Pieces | IDR | 3570000 | 3570000 | 2026-03-13 | FIP General | Mochammad Fadhillah Hakim, | FIP Engineering | FIP-DOM-ENG-51504-0000000-INA-000000 | PO Closed | GL2602038 | 2026-02-09 | 2026-02-10 | 2026-03-13
121703832-2 | 121703832 - APPROVED | 2 | S-60050-00 | Jasa Perbaikan dan Pemeliharaan Mesin Produksi; ; ; - Relining Roller | 3 | Pieces | IDR | 2439675 | 7319025 | 2026-03-13 | FIP General | Mochammad Fadhillah Hakim, | FIP Engineering | FIP-DOM-ENG-51504-0000000-INA-000000 | PO Closed | GL2602038 | 2026-02-09 | 2026-02-10 | 2026-03-13
121703837-1 | 121703837 - APPROVED | 1 | S-60050-00 | Jasa Perbaikan dan Pemeliharaan Mesin Produksi; ; ; - Perbaikan Hubber | 1 | Pieces | IDR | 12000000 | 12000000 | 2026-02-27 | FIP General | Mochammad Fadhillah Hakim, | FIP Engineering | FIP-DOM-ENG-51504-0000000-INA-000000 | PO Closed | GL2602015 | 2026-02-10 | 2026-02-10 | 2026-02-27
121703857-1 | 121703857 - APPROVED | 1 | P-12920-00 | General - Tungsten Electrodes dia 1.6 mm; No Brand; -; 1 pc | 15 | Pieces | IDR | 10000 | 150000 | 2026-03-13 | FIP Engineering | Mochammad Fadhillah Hakim, | FIP Engineering | FIP-DOM-000-11304-OS00001-INA-000000 | PO Closed | GL2603428 | 2026-02-12 | 2026-02-12 | 2026-03-24
121703858-1 | 121703858 - APPROVED | 1 | P-12471-00 | General - Lem silicone; Elastosil; E41; 90gram/tube | 8 | Pieces | IDR | 810000 | 6480000 | 2026-03-13 | FIP Engineering | Mochammad Fadhillah Hakim, | FIP Engineering | FIP-DOM-000-11304-OS00001-INA-000000 | PO Closed | GL2603013 | 2026-02-12 | 2026-02-12 | 2026-04-15
121703859-1 | 121703859 - APPROVED | 1 | P-17363-00 | General - Ferrule SS 316, 1/2inch; No Brand; -; 1 pcs | 2 | Pieces | IDR | 365000 | 730000 | 2026-03-13 | FIP Engineering | Mochammad Fadhillah Hakim, | FIP Engineering | FIP-DOM-000-11304-OS00001-INA-000000 | PO Closed | GL2603430 | 2026-02-12 | 2026-02-14 | 2026-03-13
121703859-2 | 121703859 - APPROVED | 2 | P-10763-00 | General - Ferrule SS 316L 1inch; No Brand; -; 1 pcs | 2 | Pieces | IDR | 345000 | 690000 | 2026-03-13 | FIP Engineering | Mochammad Fadhillah Hakim, | FIP Engineering | FIP-DOM-000-11304-OS00001-INA-000000 | PO Closed | GL2602033 | 2026-02-12 | 2026-02-14 | 2026-03-24
121703859-3 | 121703859 - APPROVED | 3 | P-12195-00 | Elbow SS 316 L dia 1inch | 6 | Pieces | IDR | 155000 | 930000 | 2026-03-13 | FIP Engineering | Mochammad Fadhillah Hakim, | FIP Engineering | FIP-DOM-000-11304-OS00001-INA-000000 | PO Closed | GL2603430 | 2026-02-12 | 2026-02-14 | 2026-03-13
121703861-1 | 121703861 - APPROVED | 1 | P-52975-00 | General - Limit Switch IP65; EWIG; E8108; 1 pc | 3 | Pieces | IDR | 99000 | 297000 | 2026-03-13 | FIP Engineering | Mochammad Fadhillah Hakim, | FIP Engineering | FIP-DOM-000-11304-OS00001-INA-000000 | PO Closed | GL2603434 | 2026-02-12 | 2026-02-14 | 2026-03-25
121703863-1 | 121703863 - APPROVED | 1 | R-62010-00 | Computer Desktop - Production - PC Autoclave Windows 7 - PC Autoclave Windows 7 | 1 | Unit | IDR | 8844000 | 8844000 | 2026-03-13 | FIP General | Mochammad Fadhillah Hakim, | FIP Engineering | FIP-DOM-ENG-13408-IT26001-INA-000000 | PO Closed | GL2603031 | 2026-02-12 | 2026-02-14 | 2026-08-05
121703864-1 | 121703864 - APPROVED | 1 | P-70002-00 | Forklift Jungheinrich - Filter Cartridge; Jungheinrich; 5140412; 1 pc | 1 | Pieces | IDR | 2910000 | 2910000 | 2026-03-13 | FIP Engineering | Mochammad Fadhillah Hakim, | FIP Engineering | FIP-DOM-000-11304-OS00001-INA-000000 | PO Closed | GL2603006 | 2026-02-12 | 2026-02-13 | 2026-03-27
121703864-2 | 121703864 - APPROVED | 2 | P-70003-00 | Forklift Jungheinrich - Filter Air; Jungheinrich; 51440858; 1 pc | 1 | Pieces | IDR | 750000 | 750000 | 2026-03-13 | FIP Engineering | Mochammad Fadhillah Hakim, | FIP Engineering | FIP-DOM-000-11304-OS00001-INA-000000 | PO Closed | GL2603006 | 2026-02-12 | 2026-02-13 | 2026-03-27
121703864-3 | 121703864 - APPROVED | 3 | P-70004-00 | Forklift Jungheinrich - Oil Hidraulic UG 46 (C); Jungheinrich; -; 1 pc | 35 | Set | IDR | 85000 | 2975000 | 2026-03-13 | FIP Engineering | Mochammad Fadhillah Hakim, | FIP Engineering | FIP-DOM-000-11304-OS00001-INA-000000 | PO Closed | GL2603006 | 2026-02-12 | 2026-02-13 | 2026-03-27
121703864-4 | 121703864 - APPROVED | 4 | P-70005-00 | Forklift Jungheinrich - Oil Transmission 80W 90 (L); Jungheinrich; -; 1 pc | 5 | Set | IDR | 110000 | 550000 | 2026-03-13 | FIP Engineering | Mochammad Fadhillah Hakim, | FIP Engineering | FIP-DOM-000-11304-OS00001-INA-000000 | PO Closed | GL2603006 | 2026-02-12 | 2026-02-13 | 2026-03-27
121703868-1 | 121703868 - APPROVED | 1 | O-51000-00 | Colamark - Print Head; Domino; EPP001359 SP; 1 Pc | 1 | Pieces | IDR | 12360000 | 12360000 | 2026-03-13 | FIP General | Mochammad Fadhillah Hakim, | FIP Engineering | FIP-DOM-ENG-51504-0000000-INA-000000 | PO Closed | GL2603438 | 2026-02-13 | 2026-02-14 | 2026-04-10
121703869-1 | 121703869 - APPROVED | 1 | T-20858-00 | Kit, e2695 Performance Maintenace; Waters; 201000313; 1 | 2 | Pack | IDR | 37684375 | 75368750 | 2026-03-20 | FIP General | Mochammad Fadhillah Hakim, | FIP Engineering | FIP-DOM-ENG-51505-0000000-INA-000000 | PO Closed | GL2602404 | 2026-02-16 | 2026-02-18 | 2026-04-10
121703872-1 | 121703872 - APPROVED | 1 | P-52928-00 | General - Probe and Test Lead Set - Hard Point 2mm Multimeter Cable TL75 Fluke; No Brand; -; 1 Pc | 2 | Unit | IDR | 750000 | 1500000 | 2026-03-20 | FIP General | Mochammad Fadhillah Hakim, | FIP Engineering | FIP-DOM-ENG-51404-0000000-INA-000000 | PO Closed | GL2603451 | 2026-02-16 | 2026-02-19 | 2026-04-03
121703873-1 | 121703873 - APPROVED | 1 | O-16032-00 | General - Sleeves M200/90 Y 550 E4 Bt5/5 BJ, Material : CSM; Shape : 200/90; Thickness (mm) : 4/10; Leng; Piercan; 1643; 1 Pc | 20 | Unit | IDR | 3009767 | 60195340 | 2026-03-20 | FIP Engineering | Mochammad Fadhillah Hakim, | FIP Engineering | FIP-DOM-000-11304-OS00001-INA-000000 | PO Closed | GL2601346 | 2026-02-16 | 2026-02-19 | 2026-09-23
121703874-1 | 121703874 - APPROVED | 1 | S-60002-00 | Jasa Perbaikan dan Pemeliharaan Mesin Utility - jasa power meter | 1 | Lot | IDR | 7273200 | 7273200 | 2026-03-20 | FIP General | Mochammad Fadhillah Hakim, | FIP Engineering | FIP-DOM-ENG-51508-0000000-INA-000000 | PO Closed |  | 2026-02-16 | 2026-02-18
121703875-1 | 121703875 - APPROVED | 1 | P-50288-00 | General - Lampu Halogen 20 W; Osram; -; 1 unt | 4 | Pieces | IDR | 70000 | 280000 | 2026-03-20 | FIP Engineering | Mochammad Fadhillah Hakim, | FIP Engineering | FIP-DOM-000-11304-OS00001-INA-000000 | PO Closed | GL2603430 | 2026-02-16 | 2026-02-18 | 2026-03-20
121703876-1 | 121703876 - APPROVED | 1 | O-53568-00 | Autoclave Fedegari FOF / 6 AC - Transition Joint RTD Sensor RTJ201 (SG-060503) PT100 4W Duplex; Radix; RTJ201-1-C-D-3-0-NA-XNA-05-00070-10-Si-PN-XXX; 1 Pc | 6 | Pieces | IDR | 3880800 | 23284800 | 2026-03-20 | FIP Engineering | Mochammad Fadhillah Hakim, | FIP Engineering | FIP-DOM-000-11304-OS00001-INA-000000 | PO Closed | GL2603010 | 2026-02-16 | 2026-02-19 | 2026-05-20
121703878-1 | 121703878 - APPROVED | 1 | T-20177-00 | 2690/95 PERFORMANCE MAINTENANCE KIT., Waters, Part No. WAT270944 | 2 | Pieces | IDR | 23986006 | 47972012 | 2026-03-20 | FIP General | Mochammad Fadhillah Hakim, | FIP Engineering | FIP-DOM-ENG-51505-0000000-INA-000000 | PO Closed | GL2602404 | 2026-02-18 | 2026-02-20 | 2026-04-10
121703881-1 | 121703881 - APPROVED | 1 | Q-60117-00 | Cat Epoxy PU-Crete Flowfresh MF Type Light Grey; Flowcrete; ; 20 kg/set | 2 | Set | IDR | 1350000 | 2700000 | 2026-03-20 | FIP General | Mochammad Fadhillah Hakim, | FIP Engineering | FIP-DOM-ENG-51502-0000000-INA-000000 | PO Closed | GL2603053 | 2026-02-19 | 2026-02-20 | 2026-03-20
121703883-1 | 121703883 - APPROVED | 1 | O-17399-00 | Autoclave Fedegari FOF / 6 AC - O-RING21.82x3.53 ; p/n CC150010; ; ; | 20 | Pieces | IDR | 50000 | 1000000 | 2026-04-24 | FIP Engineering | Mochammad Fadhillah Hakim, | FIP Engineering | FIP-DOM-000-11304-OS00001-INA-000000 | PO Closed | GL2603453 | 2026-02-20 | 2026-02-20 | 2026-06-05
121703884-1 | 121703884 - APPROVED | 1 | P-12464-00 | General - Lem Aibon; No Brand; -; 300 gram/can | 3 | Pieces | IDR | 85500 | 256500 | 2026-03-20 | FIP Engineering | Mochammad Fadhillah Hakim, | FIP Engineering | FIP-DOM-000-11304-OS00001-INA-000000 | PO Closed | GL2603449 | 2026-02-20 | 2026-02-20 | 2026-04-03
121703884-2 | 121703884 - APPROVED | 2 | P-52009-00 | Limit Switch;; Omron; Part No. D4MC-1000; 1 pc/pack | 3 | Pieces | IDR | 175000 | 525000 | 2026-03-20 | FIP Engineering | Mochammad Fadhillah Hakim, | FIP Engineering | FIP-DOM-000-11304-OS00001-INA-000000 | PO Closed | GL2603042 | 2026-02-20 | 2026-02-20 | 2026-04-05
121703886-1 | 121703886 - APPROVED | 1 | Q-60025-00 | Kuas Cat Uk. 1 inch;Eterna;Tipe 611;pack size per pcs | 5 | Pieces | IDR | 2500 | 12500 | 2026-03-20 | FIP General | Mochammad Fadhillah Hakim, | FIP Engineering | FIP-DOM-ENG-51404-0000000-INA-000000 | PO Closed | GL2604011 | 2026-02-20 | 2026-02-20 | 2026-04-21
121703886-2 | 121703886 - APPROVED | 2 | Q-10401-00 | Kuas Cat Uk. 3 inch;Eterna;Tipe 611;pack size per pcs | 5 | Pieces | IDR | 7500 | 37500 | 2026-03-20 | FIP Engineering | Mochammad Fadhillah Hakim, | FIP Engineering | FIP-DOM-000-11304-OS00001-INA-000000 | PO Closed | GL2604011 | 2026-02-20 | 2026-02-20 | 2026-04-21
121703887-1 | 121703887 - APPROVED | 1 | O-50863-00 | General - Relay 220-240 VAC; Omron; MY4N; 1 Pc | 20 | Pieces | IDR | 37000 | 740000 | 2026-03-20 | FIP Engineering | Mochammad Fadhillah Hakim, | FIP Engineering | FIP-DOM-000-11304-OS00001-INA-000000 | PO Closed | GL2603454 | 2026-02-20 | 2026-02-20 | 2026-04-20
121703888-1 | 121703888 - APPROVED | 1 | P-15938-00 | General - Water Hardness Test Kit; No Brand; -; 1 Pc | 3 | Box | IDR | 260000 | 780000 | 2026-03-20 | FIP General | Mochammad Fadhillah Hakim, | FIP Engineering | FIP-DOM-ENG-51504-0000000-INA-000000 | PO Closed | GL2603449 | 2026-02-20 | 2026-02-20 | 2026-04-03
121703889-1 | 121703889 - APPROVED | 1 | P-20369-00 | General - Terminal Viking Grounding 4mm; Legrand; -; 1 pc | 50 | Pieces | IDR | 12825 | 641250 | 2026-03-20 | FIP Engineering | Mochammad Fadhillah Hakim, | FIP Engineering | FIP-DOM-000-11304-OS00001-INA-000000 | PO Closed | GL2603451 | 2026-02-20 | 2026-02-20 | 2026-04-03
121703890-1 | 121703890 - APPROVED | 1 | O-54007-00 | MCB 1 PHASE, SCHNEIDER ELECTRIC, IC60H 10Ka 16 AMPERE | 5 | Pieces | IDR | 260000 | 1300000 | 2026-03-20 | FIP Engineering | Mochammad Fadhillah Hakim, | FIP Engineering | FIP-DOM-000-11304-OS00001-INA-000000 | PO Closed | GL2603456 | 2026-02-20 | 2026-02-20 | 2026-04-20
121703890-2 | 121703890 - APPROVED | 2 | O-54137-00 | General - Terminal Block, 6 mm; Fort; -; 1 pcs | 50 | Pieces | IDR | 7500 | 375000 | 2026-03-20 | FIP Engineering | Mochammad Fadhillah Hakim, | FIP Engineering | FIP-DOM-000-11304-OS00001-INA-000000 | PO Closed | GL2603456 | 2026-02-20 | 2026-02-20 | 2026-04-20
121703891-1 | 121703891 - APPROVED | 1 | P-14877-00 | General - Kabel NYYHY 3 x 2.5mm; SUPREME; -; 1 meter | 200 | Meter | IDR | 24875 | 4975000 | 2026-03-20 | FIP General | Mochammad Fadhillah Hakim, | FIP Engineering | FIP-DOM-ENG-51504-0000000-INA-000000 | PO Closed | GL2604492 | 2026-02-20 | 2026-02-20 | 2026-04-30
121703892-1 | 121703892 - APPROVED | 1 | Q-10656-00 | Kuas Cat Uk. 5 inch;No Brand;;pack size per pcs | 5 | Pieces | IDR | 18500 | 92500 | 2026-03-20 | FIP Engineering | Mochammad Fadhillah Hakim, | FIP Engineering | FIP-DOM-000-11304-OS00001-INA-000000 | PO Closed | GL2604040 | 2026-02-20 | 2026-02-24 | 2026-05-05
121703893-1 | 121703893 - APPROVED | 1 | Q-10580-00 | Cat Ftalit 444 Banana Yellow; ; ; 1 Kg per Can | 3 | Kilogram | IDR | 84000 | 252000 | 2026-03-20 | FIP Engineering | Mochammad Fadhillah Hakim, | FIP Engineering | FIP-DOM-000-11304-OS00001-INA-000000 | PO Closed | GL2604011 | 2026-02-20 | 2026-02-24 | 2026-04-21
121703894-1 | 121703894 - APPROVED | 1 | O-16033-00 | General - Isolator Gloves 000156; Material : CSM; Shape : E10; Size : 7; Thickness (mm) : 4/1; Piercan; E10330 Y 7 E4 4; 1 pc | 15 | Unit | IDR | 23699163 | 355487445 | 2026-04-24 | FIP Engineering | Mochammad Fadhillah Hakim, | FIP Engineering | FIP-DOM-000-11304-OS00001-INA-000000 | PO Closed | GL2603045 | 2026-02-20 | 2026-03-17 | 2026-05-10
121703902-1 | 121703902 - APPROVED | 1 | S-60050-00 | Jasa Perbaikan dan Pemeliharaan Mesin Produksi; ; ; - Modifikasi Passbox Dispensing | 1 | Pieces | IDR | 7000000 | 7000000 | 2026-03-27 | FIP General | Mochammad Fadhillah Hakim, | FIP Engineering | FIP-DOM-ENG-51504-0000000-INA-000000 | PO Closed | GL2603014 | 2026-02-24 | 2026-02-24 | 2026-04-15
121703904-1 | 121703904 - APPROVED | 1 | T-22314-00 | Refill Board DSR Autosampler.; Pharma Test; 317-0133; unit | 1 | Unit | IDR | 7300000 | 7300000 | 2026-03-27 | FIP General | Mochammad Fadhillah Hakim, | FIP Engineering | FIP-DOM-ENG-51505-0000000-INA-000000 | PO Closed | GL2603022 | 2026-02-24 | 2026-02-25 | 2026-03-27
121703910-1 | 121703910 - APPROVED | 1 | S-40645-00 | Cable Ties, 200 x 4.8 mm; SIGMA; CS 200L; Putih;100 pcs/pack | 12 | Pack | IDR | 32000 | 384000 | 2026-03-27 | FIP General | Mochammad Fadhillah Hakim, | FIP Engineering | FIP-DOM-ENG-51404-0000000-INA-000000 | PO Closed | GL2603467 | 2026-02-24 | 2026-02-25 | 2026-03-27
121703910-2 | 121703910 - APPROVED | 2 | S-40640-00 | Cable Ties, 150 x 3.6 mm; SIGMA; CS 150T; Putih;100 pcs/pack | 6 | Pack | IDR | 19000 | 114000 | 2026-03-27 | FIP General | Mochammad Fadhillah Hakim, | FIP Engineering | FIP-DOM-ENG-51404-0000000-INA-000000 | PO Closed | GL2603467 | 2026-02-24 | 2026-02-25 | 2026-03-27
121703913-1 | 121703913 - APPROVED | 1 | P-53055-00 | General - Fuse Keramik Double 160A 690VAC Bussman FEE160 | 4 | Pieces | IDR | 615000 | 2460000 | 2026-02-28 | FIP Engineering | Mochammad Fadhillah Hakim, | FIP Engineering | FIP-DOM-000-11304-OS00001-INA-000000 | PO Closed | GL2603428 | 2026-02-25 | 2026-02-25 | 2026-03-24
121703916-1 | 121703916 - APPROVED | 1 | P-20544-00 | General - General Ferrule EPDM NW200; No Brand; -; 1pc | 5 | Pieces | IDR | 207000 | 1035000 | 2026-03-27 | FIP Engineering | Mochammad Fadhillah Hakim, | FIP Engineering | FIP-DOM-000-11304-OS00001-INA-000000 | PO Closed | GL2603037 | 2026-02-25 | 2026-02-25 | 2026-04-03
121703919-1 | 121703919 - APPROVED | 1 | S-60050-00 | Jasa Perbaikan dan Pemeliharaan Mesin Produksi; ; ; - Perbaikan Parcount | 1 | Pieces | IDR | 33565062 | 33565062 | 2026-03-27 | FIP General | Mochammad Fadhillah Hakim, | FIP Engineering | FIP-DOM-ENG-51504-0000000-INA-000000 | PO Closed |  | 2026-02-26 | 2026-02-26
121703920-1 | 121703920 - APPROVED | 1 | T-21161-00 | Kalibrasi Furnace; Vulcan; Type : D-550 - Kalibrasi Furnance | 1 | Pieces | IDR | 1800000 | 1800000 | 2026-03-06 | FIP General | Mochammad Fadhillah Hakim, | FIP Engineering | FIP-DOM-ENG-51505-0000000-INA-000000 | PO Closed | GL2603002 | 2026-02-27 | 2026-02-27 | 2026-03-16
121703921-1 | 121703921 - APPROVED | 1 | R-71002-00 | Renovation - Modifikasi Pipa Hot Water | 1 | Unit | IDR | 226485100 | 226485100 | 2026-03-27 | FIP General | Mochammad Fadhillah Hakim, | FIP Engineering | FIP-DOM-ENG-13402-BL26001-INA-000000 | PO Closed |  | 2026-02-27 | 2026-03-09
121703924-1 | 121703924 - APPROVED | 1 | P-54554-00 | General - Lampu Tl LED Slimliner II T5 10W Cool Light; Hannoch; -; 1 pc | 100 | Pieces | IDR | 56000 | 5600000 | 2026-03-27 | FIP Engineering | Mochammad Fadhillah Hakim, | FIP Engineering | FIP-DOM-000-11304-OS00001-INA-000000 | PO Closed | GL2603475 | 2026-02-27 | 2026-02-27 | 2026-04-21
121703924-2 | 121703924 - APPROVED | 2 | P-54447-00 | General - Lampu LED Downlight 9W DN027B G3 D125, 900 lm, 65k, Putih; Philips; -; 1 pc | 50 | Pieces | IDR | 165000 | 8250000 | 2026-03-27 | FIP Engineering | Mochammad Fadhillah Hakim, | FIP Engineering | FIP-DOM-000-11304-OS00001-INA-000000 | PO Closed | GL2603465 | 2026-02-27 | 2026-02-27 | 2026-04-03
121703925-1 | 121703925 - APPROVED | 1 | O-18447-00 | General - Silicone Guide Outfeed; Custom/Lokal; -; 1 Pc | 1 | Pieces | IDR | 6183000 | 6183000 | 2026-04-03 | FIP Engineering | Mochammad Fadhillah Hakim, | FIP Engineering | FIP-DOM-000-11304-OS00001-INA-000000 | PO Closed | GL2603458 | 2026-03-02 | 2026-03-02 | 2026-05-03
121703925-2 | 121703925 - APPROVED | 2 | O-18446-00 | General - Silicone Guide Infeed; Custom/Lokal; -; 1 Pc | 1 | Pieces | IDR | 6520000 | 6520000 | 2026-04-03 | FIP Engineering | Mochammad Fadhillah Hakim, | FIP Engineering | FIP-DOM-000-11304-OS00001-INA-000000 | PO Closed | GL2603458 | 2026-03-02 | 2026-03-02 | 2026-05-03
121703927-1 | 121703927 - APPROVED | 1 | O-19345-00 | General - Minipleat filters panel F781, size: 610x305x292 Class (EN 1822) : H14 - 99,995% MPPS; Hencolin; -; 1 Pc | 2 | Pieces | IDR | 1615000 | 3230000 | 2026-04-03 | FIP Engineering | Mochammad Fadhillah Hakim, | FIP Engineering | FIP-DOM-000-11304-OS00001-INA-000000 | PO Closed | GL2603459 | 2026-03-02 | 2026-03-02 | 2026-05-30
121703927-2 | 121703927 - APPROVED | 2 | O-19343-00 | General - HEPA filter H14 minipleat, size: 915x762x69 Class (EN 1822)- 99,995% MPPS; Hencolin; -; 1 Pc | 2 | Pieces | IDR | 2442500 | 4885000 | 2026-04-03 | FIP Engineering | Mochammad Fadhillah Hakim, | FIP Engineering | FIP-DOM-000-11304-OS00001-INA-000000 | PO Closed | GL2603459 | 2026-03-02 | 2026-03-02 | 2026-05-30
121703928-1 | 121703928 - APPROVED | 1 | O-15820-00 | General - MCB C60H 1 phase 1 pole 2 A; Schneider; -; 1 Pc | 4 | Pieces | IDR | 82950 | 331800 | 2026-04-03 | FIP Engineering | Mochammad Fadhillah Hakim, | FIP Engineering | FIP-DOM-000-11304-OS00001-INA-000000 | PO Closed | GL2603460 | 2026-03-02 | 2026-03-02 | 2026-04-05
121703929-1 | 121703929 - APPROVED | 1 | T-21619-00 | Biaya Transportasi / Insitu / Onsite kalibrasi; ; ; pcs | 1 | Pieces | IDR | 300000 | 300000 | 2026-04-03 | FIP General | Mochammad Fadhillah Hakim, | FIP Engineering | FIP-DOM-ENG-51505-0000000-INA-000000 | PO Closed | GL2603002 | 2026-03-02 | 2026-03-02 | 2026-03-16
121703930-1 | 121703930 - APPROVED | 1 | O-52478-00 | General - Proximity Sensor; Schmersal; BNS260-11ZG-ST-R; 1 Pc | 2 | Pieces | IDR | 2480000 | 4960000 | 2026-04-03 | FIP Engineering | Mochammad Fadhillah Hakim, | FIP Engineering | FIP-DOM-000-11304-OS00001-INA-000000 | PO Closed | GL2603033 | 2026-03-02 | 2026-03-02 | 2026-06-03
121703931-1 | 121703931 - APPROVED | 1 | P-12223-00 | FESTO - Blanking plug QSC-6H p/n 153268 | 15 | Pieces | IDR | 15366 | 230490 | 2026-04-03 | FIP Engineering | Mochammad Fadhillah Hakim, | FIP Engineering | FIP-DOM-000-11304-OS00001-INA-000000 | PO Closed | GL2603472 | 2026-03-02 | 2026-03-02 | 2026-04-03
121703931-2 | 121703931 - APPROVED | 2 | P-11195-00 | General - Push-in Fitting, QSF-1/8-6-B; Festo; 153023; 1 pcs | 20 | Pieces | IDR | 29414 | 588280 | 2026-04-03 | FIP Engineering | Mochammad Fadhillah Hakim, | FIP Engineering | FIP-DOM-000-11304-OS00001-INA-000000 | PO Closed | GL2603472 | 2026-03-02 | 2026-03-02 | 2026-04-03
121703931-3 | 121703931 - APPROVED | 3 | P-12280-00 | FESTO - QS-1/8-8 Push-In fitting p/n 153004 | 20 | Pieces | IDR | 30293 | 605860 | 2026-04-03 | FIP Engineering | Mochammad Fadhillah Hakim, | FIP Engineering | FIP-DOM-000-11304-OS00001-INA-000000 | PO Closed | GL2603472 | 2026-03-02 | 2026-03-02 | 2026-04-03
121703931-4 | 121703931 - APPROVED | 4 | P-12286-00 | FESTO - QS-3/8-6 Push-In fitting p/n 190645 | 20 | Pieces | IDR | 33248 | 664960 | 2026-04-03 | FIP Engineering | Mochammad Fadhillah Hakim, | FIP Engineering | FIP-DOM-000-11304-OS00001-INA-000000 | PO Closed | GL2603472 | 2026-03-02 | 2026-03-02 | 2026-04-03
121703931-5 | 121703931 - APPROVED | 5 | P-11182-00 | General - Push-in Connector, QS-6; Festo; 153032; 1 pcs | 17 | Pieces | IDR | 44049 | 748833 | 2026-04-03 | FIP Engineering | Mochammad Fadhillah Hakim, | FIP Engineering | FIP-DOM-000-11304-OS00001-INA-000000 | PO Closed | GL2603472 | 2026-03-02 | 2026-03-02 | 2026-04-03
121703931-6 | 121703931 - APPROVED | 6 | P-12263-00 | FESTO - Push In Connector QS-8 p/n 153033 | 17 | Pieces | IDR | 53251 | 905267 | 2026-04-03 | FIP Engineering | Mochammad Fadhillah Hakim, | FIP Engineering | FIP-DOM-000-11304-OS00001-INA-000000 | PO Closed | GL2603472 | 2026-03-02 | 2026-03-02 | 2026-04-03
121703931-7 | 121703931 - APPROVED | 7 | P-12265-00 | FESTO - Push In Connector QS-8-6 p/n 153038 | 20 | Pieces | IDR | 47707 | 954140 | 2026-04-03 | FIP Engineering | Mochammad Fadhillah Hakim, | FIP Engineering | FIP-DOM-000-11304-OS00001-INA-000000 | PO Closed | GL2603472 | 2026-03-02 | 2026-03-02 | 2026-04-03
121703931-8 | 121703931 - APPROVED | 8 | P-11228-00 | General - Push-in T-connector, QST-8; Festo; 153130; 1 pcs | 16 | Pieces | IDR | 70683 | 1130928 | 2026-04-03 | FIP Engineering | Mochammad Fadhillah Hakim, | FIP Engineering | FIP-DOM-000-11304-OS00001-INA-000000 | PO Closed | GL2603472 | 2026-03-02 | 2026-03-02 | 2026-04-03
121703931-9 | 121703931 - APPROVED | 9 | P-11227-00 | General - Push-in T-connector, QST-6; Festo; 153129; 1 pcs | 20 | Pieces | IDR | 59415 | 1188300 | 2026-04-03 | FIP Engineering | Mochammad Fadhillah Hakim, | FIP Engineering | FIP-DOM-000-11304-OS00001-INA-000000 | PO Closed | GL2603472 | 2026-03-02 | 2026-03-02 | 2026-04-03
121703931-10 | 121703931 - APPROVED | 10 | P-11165-00 | General - Push-in Fitting, QS-1/2-12; Festo; 153010; 1 pcs | 20 | Pieces | IDR | 62634 | 1252680 | 2026-04-03 | FIP Engineering | Mochammad Fadhillah Hakim, | FIP Engineering | FIP-DOM-000-11304-OS00001-INA-000000 | PO Closed | GL2603472 | 2026-03-02 | 2026-03-02 | 2026-04-03
121703931-11 | 121703931 - APPROVED | 11 | O-13505-00 | General - Push-in T-connector, QST-10; Festo; 153131; 1 pcs | 20 | Pieces | IDR | 102293 | 2045860 | 2026-04-03 | FIP Engineering | Mochammad Fadhillah Hakim, | FIP Engineering | FIP-DOM-000-11304-OS00001-INA-000000 | PO Closed | GL2603462 | 2026-03-02 | 2026-03-02 | 2026-05-06
121703931-12 | 121703931 - APPROVED | 12 | O-13501-00 | General - Push-in T-connector, QST-12; Festo; 153132; 1 pcs | 20 | Pieces | IDR | 97463 | 1949260 | 2026-04-03 | FIP Engineering | Mochammad Fadhillah Hakim, | FIP Engineering | FIP-DOM-000-11304-OS00001-INA-000000 | PO Closed | GL2603462 | 2026-03-02 | 2026-03-02 | 2026-05-06
121703931-13 | 121703931 - APPROVED | 13 | P-13650-00 | General - Shut off Valve HE-2-QS-6; FESTO; P/N : 153467; 1 Pc | 15 | Pieces | IDR | 217610 | 3264150 | 2026-04-03 | FIP Engineering | Mochammad Fadhillah Hakim, | FIP Engineering | FIP-DOM-000-11304-OS00001-INA-000000 | PO Closed | GL2603472 | 2026-03-02 | 2026-03-02 | 2026-04-03
121703931-14 | 121703931 - APPROVED | 14 | P-14245-00 | General - Shut off valve HE-2-QS-8; FESTO; P/N : 153468; 1 Pc | 14 | Pieces | IDR | 236049 | 3304686 | 2026-04-03 | FIP Engineering | Mochammad Fadhillah Hakim, | FIP Engineering | FIP-DOM-000-11304-OS00001-INA-000000 | PO Closed | GL2603472 | 2026-03-02 | 2026-03-02 | 2026-04-03
121703937-1 | 121703937 - APPROVED | 1 | P-11422-00 | Selang Festo Pun-H-10x1.5 / Blue NR : 197386 | 100 | Meter | IDR | 29854 | 2985400 | 2026-04-03 | FIP Engineering | Mochammad Fadhillah Hakim, | FIP Engineering | FIP-DOM-000-11304-OS00001-INA-000000 | PO Closed | GL2603472 | 2026-03-03 | 2026-03-03 | 2026-04-03
121703937-2 | 121703937 - APPROVED | 2 | P-11424-00 | Selang Festo Pun-H-12x2 Blue 2 x 50 m | 50 | Meter | IDR | 41561 | 2078050 | 2026-04-03 | FIP Engineering | Mochammad Fadhillah Hakim, | FIP Engineering | FIP-DOM-000-11304-OS00001-INA-000000 | PO Closed | GL2603472 | 2026-03-03 | 2026-03-03 | 2026-04-03
121703937-3 | 121703937 - APPROVED | 3 | P-19255-00 | Plastic Tubing PUN-H-14x2-BL; Festo; 570386; | 50 | Meter | IDR | 60586 | 3029300 | 2026-04-03 | FIP Engineering | Mochammad Fadhillah Hakim, | FIP Engineering | FIP-DOM-000-11304-OS00001-INA-000000 | PO Closed | GL2603472 | 2026-03-03 | 2026-03-03 | 2026-04-03
121703939-1 | 121703939 - APPROVED | 1 | P-16972-00 | Vent Filter HE Press 6.5 bar, temp. 40C ; Brand : NOVASIP ( PALL ) ; P/N : C3PFRPI , IT09556493 ; Pack Size : pcs | 1 | Unit | IDR | 5500000 | 5500000 | 2026-04-03 | FIP Engineering | Mochammad Fadhillah Hakim, | FIP Engineering | FIP-DOM-000-11304-OS00001-INA-000000 | PO Closed | GL2603439 | 2026-03-03 | 2026-03-03 | 2026-04-03
121703940-1 | 121703940 - APPROVED | 1 | P-52854-00 | General - Socket RJ45 Cat 6; Belden; -; 100pcs/pack | 1 | Pieces | IDR | 315000 | 315000 | 2026-04-03 | FIP Engineering | Mochammad Fadhillah Hakim, | FIP Engineering | FIP-DOM-000-11304-OS00001-INA-000000 | PO Closed | GL2603449 | 2026-03-03 | 2026-03-03 | 2026-04-03
121703940-3 | 121703940 - APPROVED | 3 | P-13384-00 | Sok Drat Luar 2" Pvc Rucika; ; ; | 4 | Pieces | IDR | 10800 | 43200 | 2026-04-03 | FIP Engineering | Mochammad Fadhillah Hakim, | FIP Engineering | FIP-DOM-000-11304-OS00001-INA-000000 | PO Closed | GL2604493 | 2026-03-03 | 2026-03-03 | 2026-04-25
121703940-4 | 121703940 - APPROVED | 4 | P-50962-00 | General - Fuse kaca 5A x 6 x 30mm; Lokal; -; 1 pc | 10 | Pieces | IDR | 4500 | 45000 | 2026-04-03 | FIP Engineering | Mochammad Fadhillah Hakim, | FIP Engineering | FIP-DOM-000-11304-OS00001-INA-000000 | PO Closed | GL2603465 | 2026-03-03 | 2026-03-03 | 2026-04-03
121703940-5 | 121703940 - APPROVED | 5 | P-12488-00 | General - Mata Bor Besi, dia. 4 mm; NACHI; -; 1 pcs | 3 | Pieces | IDR | 22500 | 67500 | 2026-04-03 | FIP Engineering | Mochammad Fadhillah Hakim, | FIP Engineering | FIP-DOM-000-11304-OS00001-INA-000000 | PO Closed | GL2603451 | 2026-03-03 | 2026-03-03 | 2026-04-03
121703940-6 | 121703940 - APPROVED | 6 | P-51299-00 | General - Terminal Plastik, dia. 6 mm; No Brand; -; 1 pcs | 10 | Pieces | IDR | 9000 | 90000 | 2026-04-03 | FIP Engineering | Mochammad Fadhillah Hakim, | FIP Engineering | FIP-DOM-000-11304-OS00001-INA-000000 | PO Closed | GL2603451 | 2026-03-03 | 2026-03-03 | 2026-04-03
121703940-7 | 121703940 - APPROVED | 7 | P-18555-00 | General - Baut L, SS 304, M3 x 6 mm + Mur; No Brand; -; 1 pcs | 100 | Pieces | IDR | 900 | 90000 | 2026-04-03 | FIP Engineering | Mochammad Fadhillah Hakim, | FIP Engineering | FIP-DOM-000-11304-OS00001-INA-000000 | PO Closed | GL2603465 | 2026-03-03 | 2026-03-03 | 2026-04-03
121703940-8 | 121703940 - APPROVED | 8 | P-18556-00 | General - Baut L, SS 304, M3 x 10 mm + Mur; No Brand; -; 1 pcs | 100 | Pieces | IDR | 900 | 90000 | 2026-04-03 | FIP Engineering | Mochammad Fadhillah Hakim, | FIP Engineering | FIP-DOM-000-11304-OS00001-INA-000000 | PO Closed | GL2603465 | 2026-03-03 | 2026-03-03 | 2026-04-03
121703940-9 | 121703940 - APPROVED | 9 | P-18554-00 | General - Baut Hexagonal, SS 304, M4 x 8 mm; No Brand; -; 1 pcs | 100 | Pieces | IDR | 1080 | 108000 | 2026-04-03 | FIP Engineering | Mochammad Fadhillah Hakim, | FIP Engineering | FIP-DOM-000-11304-OS00001-INA-000000 | PO Closed | GL2603465 | 2026-03-03 | 2026-03-03 | 2026-04-03
121703940-10 | 121703940 - APPROVED | 10 | P-11886-00 | Baut SS L countersunk M 4x0.7x10mm + Mur | 100 | Pieces | IDR | 1200 | 120000 | 2026-04-03 | FIP Engineering | Mochammad Fadhillah Hakim, | FIP Engineering | FIP-DOM-000-11304-OS00001-INA-000000 | PO Closed | GL2603465 | 2026-03-03 | 2026-03-03 | 2026-04-03
121703941-1 | 121703941 - APPROVED | 1 | P-15438-00 | General - Cable Spiral Wrapping; KSS; KS12; 1 Pc | 2 | Pack | IDR | 62000 | 124000 | 2026-04-03 | FIP Engineering | Mochammad Fadhillah Hakim, | FIP Engineering | FIP-DOM-000-11304-OS00001-INA-000000 | PO Closed | GL2604492 | 2026-03-03 | 2026-03-09 | 2026-04-30
121703941-2 | 121703941 - APPROVED | 2 | P-12490-00 | General - Mata Bor Besi, dia. 5 mm; NACHI; -; 1 pcs | 3 | Pieces | IDR | 50000 | 150000 | 2026-04-03 | FIP Engineering | Mochammad Fadhillah Hakim, | FIP Engineering | FIP-DOM-000-11304-OS00001-INA-000000 | PO Closed | GL2603475 | 2026-03-03 | 2026-03-09 | 2026-04-05
121703941-3 | 121703941 - APPROVED | 3 | P-12492-00 | General - Mata Bor Besi, dia. 6.5 mm; NACHI; -; 1 pcs | 3 | Pieces | IDR | 53000 | 159000 | 2026-04-03 | FIP Engineering | Mochammad Fadhillah Hakim, | FIP Engineering | FIP-DOM-000-11304-OS00001-INA-000000 | PO Closed | GL2604492 | 2026-03-03 | 2026-03-09 | 2026-04-30
121703941-4 | 121703941 - APPROVED | 4 | P-17389-00 | General - Kawat Las SS316 3.2mm; No Brand; -; 1 kg | 10 | Pieces | IDR | 18000 | 180000 | 2026-04-03 | FIP Engineering | Mochammad Fadhillah Hakim, | FIP Engineering | FIP-DOM-000-11304-OS00001-INA-000000 | PO Closed | GL2604492 | 2026-03-03 | 2026-03-09 | 2026-04-30
121703941-5 | 121703941 - APPROVED | 5 | P-12495-00 | Mata Bor besi dia 7.5 mm ex NACHI | 3 | Pieces | IDR | 65000 | 195000 | 2026-04-03 | FIP Engineering | Mochammad Fadhillah Hakim, | FIP Engineering | FIP-DOM-000-11304-OS00001-INA-000000 | PO Closed | GL2604490 | 2026-03-03 | 2026-03-09 | 2026-04-03
121703941-6 | 121703941 - APPROVED | 6 | P-51739-00 | TOR Schneider LRD05 0,63 - 1,0 A; ; ; | 1 | Pieces | IDR | 229500 | 229500 | 2026-04-03 | FIP Engineering | Mochammad Fadhillah Hakim, | FIP Engineering | FIP-DOM-000-11304-OS00001-INA-000000 | PO Closed | GL2604492 | 2026-03-03 | 2026-03-09 | 2026-04-30
121703941-7 | 121703941 - APPROVED | 7 | P-50307-00 | General - Lampu SL Tornado 24 W / 220-240 V; Philips; -; 1 unt | 4 | Pieces | IDR | 60000 | 240000 | 2026-04-03 | FIP Engineering | Mochammad Fadhillah Hakim, | FIP Engineering | FIP-DOM-000-11304-OS00001-INA-000000 | PO Closed | GL2604490 | 2026-03-03 | 2026-03-09 | 2026-04-03
121703941-8 | 121703941 - APPROVED | 8 | P-12419-00 | General - Hole Saw for Stainless Steel, dia. 22 mm; UNIKA; -; 1 pcs | 3 | Pieces | IDR | 81000 | 243000 | 2026-04-03 | FIP Engineering | Mochammad Fadhillah Hakim, | FIP Engineering | FIP-DOM-000-11304-OS00001-INA-000000 | PO Closed | GL2604490 | 2026-03-03 | 2026-03-09 | 2026-04-03
121703941-9 | 121703941 - APPROVED | 9 | P-12476-00 | General - Mata Bor Besi, dia. 10 mm; NACHI; -; 1 pcs | 3 | Pieces | IDR | 106000 | 318000 | 2026-04-03 | FIP Engineering | Mochammad Fadhillah Hakim, | FIP Engineering | FIP-DOM-000-11304-OS00001-INA-000000 | PO Closed | GL2603475 | 2026-03-03 | 2026-03-09 | 2026-04-05
121703941-10 | 121703941 - APPROVED | 10 | P-51891-00 | General - Exhaust Fan Panel 240VAC; TW; -; 1 pc | 3 | Pieces | IDR | 150000 | 450000 | 2026-04-03 | FIP Engineering | Mochammad Fadhillah Hakim, | FIP Engineering | FIP-DOM-000-11304-OS00001-INA-000000 | PO Closed | GL2604494 | 2026-03-03 | 2026-03-09 | 2026-04-20
121703942-1 | 121703942 - APPROVED | 1 | P-11819-00 | General - Alumunium duct tape 2inch; No Brand; -; 1 rol | 10 | Pieces | IDR | 45000 | 450000 | 2026-04-03 | FIP Engineering | Mochammad Fadhillah Hakim, | FIP Engineering | FIP-DOM-000-11304-OS00001-INA-000000 | PO Closed | GL2603465 | 2026-03-03 | 2026-03-03 | 2026-04-03
121703942-2 | 121703942 - APPROVED | 2 | P-53216-00 | Silicon Lembaran, tebal 3 mm, size: 1 meter X 1 meter; ; ; | 1 | Pieces | IDR | 550000 | 550000 | 2026-04-03 | FIP Engineering | Mochammad Fadhillah Hakim, | FIP Engineering | FIP-DOM-000-11304-OS00001-INA-000000 | PO Closed | GL2603465 | 2026-03-03 | 2026-03-03 | 2026-04-03
121703942-3 | 121703942 - APPROVED | 3 | P-13600-00 | General - Besi Pejal, SS 304, dia. 8 mm; No Brand; -; 1 pcs | 1 | Pieces | IDR | 350000 | 350000 | 2026-04-03 | FIP Engineering | Mochammad Fadhillah Hakim, | FIP Engineering | FIP-DOM-000-11304-OS00001-INA-000000 | PO Closed | GL2603465 | 2026-03-03 | 2026-03-03 | 2026-04-03
121703942-4 | 121703942 - APPROVED | 4 | O-50994-00 | Battery kering 12V 7,2AH; ; ; | 3 | Pieces | IDR | 650000 | 1950000 | 2026-04-03 | FIP Engineering | Mochammad Fadhillah Hakim, | FIP Engineering | FIP-DOM-000-11304-OS00001-INA-000000 | PO Closed | GL2603460 | 2026-03-03 | 2026-03-03 | 2026-04-05
121703942-5 | 121703942 - APPROVED | 5 | P-12994-00 | General - Adhesive Tape -; Nippon; ASF-110FR; 1 pc | 8 | Pieces | IDR | 550000 | 4400000 | 2026-04-03 | FIP Engineering | Mochammad Fadhillah Hakim, | FIP Engineering | FIP-DOM-000-11304-OS00001-INA-000000 | PO Closed | GL2603465 | 2026-03-03 | 2026-03-03 | 2026-04-03
121703942-6 | 121703942 - APPROVED | 6 | P-52711-00 | General - Accu NS70, Baterai Kering, 12 V, 65 Ah; GS Astra; -; 1 pcs | 1 | Pieces | IDR | 1550000 | 1550000 | 2026-04-03 | FIP Engineering | Mochammad Fadhillah Hakim, | FIP Engineering | FIP-DOM-000-11304-OS00001-INA-000000 | PO Closed | GL2603465 | 2026-03-03 | 2026-03-03 | 2026-04-03
121703947-1 | 121703947 - APPROVED | 1 | O-20857-00 | Washing RAR4 - Needle CA, OD 15 x 168 mm, Mat. SS316; Custom/Lokal; -; 1 Pc | 2 | Pieces | IDR | 2000000 | 4000000 | 2026-04-10 | FIP Engineering | Mochammad Fadhillah Hakim, | FIP Engineering | FIP-DOM-000-11304-OS00001-INA-000000 | PO Closed | GL2604481 | 2026-03-04 | 2026-03-06 | 2026-05-10
121703948-1 | 121703948 - APPROVED | 1 | O-52826-00 | General - SV55 252072 6213 S.S+FKM I/O: NPT1/4 Inch Orifice:10mm Kv=2m3/h NC DC24V; BURKERT; EB14-00035; 1 Pc | 2 | Pieces | IDR | 2842415 | 5684830 | 2026-05-08 | FIP Engineering | Mochammad Fadhillah Hakim, | FIP Engineering | FIP-DOM-000-11304-OS00001-INA-000000 | PO Closed | GL2606012 | 2026-03-04 | 2026-03-05 | 2026-08-08
121703949-1 | 121703949 - APPROVED | 1 | P-16474-00 | General - Lem PLastic Steel Epoxy + Hardener 5 menit; Dextone; -; 1 set | 5 | Pack | IDR | 15000 | 75000 | 2026-04-10 | FIP Engineering | Mochammad Fadhillah Hakim, | FIP Engineering | FIP-DOM-000-11304-OS00001-INA-000000 | PO Closed | GL2604490 | 2026-03-04 | 2026-03-05 | 2026-04-10
121703950-1 | 121703950 - APPROVED | 1 | O-53011-00 | General - Timer Digital LE8B-BF; Autonics; A01761; 1 Pc | 2 | Pieces | IDR | 408200 | 816400 | 2026-04-10 | FIP Engineering | Mochammad Fadhillah Hakim, | FIP Engineering | FIP-DOM-000-11304-OS00001-INA-000000 | PO Closed | GL2603479 | 2026-03-04 | 2026-03-05 | 2026-05-10
121703951-1 | 121703951 - APPROVED | 1 | O-15912-00 | Fedegari FVA2/A1 - CLAMP DN34-DN35 (MICROCASTED); Code : GM100094; ; ; | 2 | Unit | IDR | 853000 | 1706000 | 2026-05-08 | FIP Engineering | Mochammad Fadhillah Hakim, | FIP Engineering | FIP-DOM-000-11304-OS00001-INA-000000 | PO Closed | GL2603453 | 2026-03-04 | 2026-03-04 | 2026-06-05
121703952-1 | 121703952 - APPROVED | 1 | O-19901-00 | Freeze Dryer MBE1207 - New Seat Valve Dia 36x22x7; Custom/Lokal; -; 1 pc | 2 | Set | IDR | 1184000 | 2368000 | 2026-04-10 | FIP Engineering | Mochammad Fadhillah Hakim, | FIP Engineering | FIP-DOM-000-11304-OS00001-INA-000000 | PO Closed | GL2603480 | 2026-03-04 | 2026-03-05 | 2026-04-30
121703953-1 | 121703953 - APPROVED | 1 | P-51889-00 | General - Power Supply SPA-050-24VDC; Autonics; -; 1 pc | 5 | Pieces | IDR | 719200 | 3596000 | 2026-04-10 | FIP Engineering | Mochammad Fadhillah Hakim, | FIP Engineering | FIP-DOM-000-11304-OS00001-INA-000000 | PO Closed | GL2604002 | 2026-03-04 | 2026-03-05 | 2026-04-20
121703954-1 | 121703954 - APPROVED | 1 | P-14950-00 | General - KQ2 Fitting, KQ2T04-00A; SMC Pneumatics; -; 10 pcs per pack | 4 | Pieces | IDR | 39000 | 156000 | 2026-04-10 | FIP Engineering | Mochammad Fadhillah Hakim, | FIP Engineering | FIP-DOM-000-11304-OS00001-INA-000000 | PO Closed | GL2603440 | 2026-03-04 | 2026-03-04 | 2026-04-10
121703954-2 | 121703954 - APPROVED | 2 | P-14956-00 | General - Straight Union KQ2H06-00A; No Brand; -; 1 Pc | 6 | Pieces | IDR | 29000 | 174000 | 2026-04-10 | FIP Engineering | Mochammad Fadhillah Hakim, | FIP Engineering | FIP-DOM-000-11304-OS00001-INA-000000 | PO Closed | GL2603440 | 2026-03-04 | 2026-03-04 | 2026-04-10
121703954-3 | 121703954 - APPROVED | 3 | P-14953-00 | Straight Reducer KQ2H04-06A; ; ; | 6 | Pieces | IDR | 32738 | 196428 | 2026-04-10 | FIP Engineering | Mochammad Fadhillah Hakim, | FIP Engineering | FIP-DOM-000-11304-OS00001-INA-000000 | PO Closed | GL2603440 | 2026-03-04 | 2026-03-04 | 2026-04-10
121703954-4 | 121703954 - APPROVED | 4 | P-14954-00 | Straight Reducer KQ2H06-08A; ; ; | 6 | Pieces | IDR | 32738 | 196428 | 2026-04-10 | FIP Engineering | Mochammad Fadhillah Hakim, | FIP Engineering | FIP-DOM-000-11304-OS00001-INA-000000 | PO Closed | GL2603440 | 2026-03-04 | 2026-03-04 | 2026-04-10
121703954-5 | 121703954 - APPROVED | 5 | P-14951-00 | Fitting Union Tee KQ2T06-00A; ; ; | 6 | Pieces | IDR | 38070 | 228420 | 2026-04-10 | FIP Engineering | Mochammad Fadhillah Hakim, | FIP Engineering | FIP-DOM-000-11304-OS00001-INA-000000 | PO Closed | GL2603440 | 2026-03-04 | 2026-03-04 | 2026-04-10
121703954-6 | 121703954 - APPROVED | 6 | P-14949-00 | Fitting Male Elbow KQ2L08-03AS; ; ; | 6 | Pieces | IDR | 40365 | 242190 | 2026-04-10 | FIP Engineering | Mochammad Fadhillah Hakim, | FIP Engineering | FIP-DOM-000-11304-OS00001-INA-000000 | PO Closed | GL2603440 | 2026-03-04 | 2026-03-04 | 2026-04-10
121703954-7 | 121703954 - APPROVED | 7 | P-14952-00 | General - KQ2 Fitting, KQ2T08-00A; SMC Pneumatics; -; 10 pcs per pack | 6 | Pieces | IDR | 50000 | 300000 | 2026-04-10 | FIP Engineering | Mochammad Fadhillah Hakim, | FIP Engineering | FIP-DOM-000-11304-OS00001-INA-000000 | PO Closed | GL2603440 | 2026-03-04 | 2026-03-04 | 2026-04-10
121703954-8 | 121703954 - APPROVED | 8 | P-15076-00 | Fitting KQ2H10-04AS; ; ; | 10 | Pieces | IDR | 37000 | 370000 | 2026-04-10 | FIP Engineering | Mochammad Fadhillah Hakim, | FIP Engineering | FIP-DOM-000-11304-OS00001-INA-000000 | PO Closed | GL2603440 | 2026-03-04 | 2026-03-04 | 2026-04-10
121703954-9 | 121703954 - APPROVED | 9 | P-15077-00 | Fitting KQ2H06-03AS; ; ; | 10 | Pieces | IDR | 38000 | 380000 | 2026-04-10 | FIP Engineering | Mochammad Fadhillah Hakim, | FIP Engineering | FIP-DOM-000-11304-OS00001-INA-000000 | PO Closed | GL2603440 | 2026-03-04 | 2026-03-04 | 2026-04-10
121703954-10 | 121703954 - APPROVED | 10 | P-15433-00 | General - Fitting KQ2E06-00A; SMC; -; 1 Pc | 10 | Pieces | IDR | 53830 | 538300 | 2026-04-10 | FIP Engineering | Mochammad Fadhillah Hakim, | FIP Engineering | FIP-DOM-000-11304-OS00001-INA-000000 | PO Closed | GL2603440 | 2026-03-04 | 2026-03-04 | 2026-04-10
121703956-1 | 121703956 - APPROVED | 1 | P-15432-00 | Fitting KQ2E08-00; ; ; | 10 | Pieces | IDR | 56000 | 560000 | 2026-04-10 | FIP Engineering | Mochammad Fadhillah Hakim, | FIP Engineering | FIP-DOM-000-11304-OS00001-INA-000000 | PO Closed | GL2603440 | 2026-03-04 | 2026-03-05 | 2026-04-10
121703956-2 | 121703956 - APPROVED | 2 | P-17668-00 | General - Flow Control With Fitting, AS2002F-04; SMC Pneumatics; -; 1 pcs | 10 | Pieces | IDR | 194000 | 1940000 | 2026-04-10 | FIP Engineering | Mochammad Fadhillah Hakim, | FIP Engineering | FIP-DOM-000-11304-OS00001-INA-000000 | PO Closed | GL2603440 | 2026-03-04 | 2026-03-05 | 2026-04-10
121703956-3 | 121703956 - APPROVED | 3 | P-14948-00 | Fitting Male Elbow KQ2L08-02AS; ; ; | 6 | Pieces | IDR | 38070 | 228420 | 2026-04-10 | FIP Engineering | Mochammad Fadhillah Hakim, | FIP Engineering | FIP-DOM-000-11304-OS00001-INA-000000 | PO Closed | GL2603440 | 2026-03-04 | 2026-03-05 | 2026-04-10
121703960-1 | 121703960 - APPROVED | 1 | O-15822-00 | General - MCB C60H 1 phase 1 pole 10 A; Schneider; -; 1 Pc | 1 | Pieces | IDR | 115000 | 115000 | 2026-04-10 | FIP Engineering | Mochammad Fadhillah Hakim, | FIP Engineering | FIP-DOM-000-11304-OS00001-INA-000000 | PO Closed | GL2604482 | 2026-03-05 | 2026-03-06 | 2026-05-10
121703960-2 | 121703960 - APPROVED | 2 | O-18356-00 | General - Pipa SS 304 Ornament 2,5 inch Uk. 1.2mm x 6 Mtr; No Brand; ; 1 Pc = 1 Batang | 3 | Meter | IDR | 216667 | 650001 | 2026-04-10 | FIP Engineering | Mochammad Fadhillah Hakim, | FIP Engineering | FIP-DOM-000-11304-OS00001-INA-000000 | PO Closed | GL2604483 | 2026-03-05 | 2026-03-06 | 2026-05-10
121703960-3 | 121703960 - APPROVED | 3 | O-19424-00 | General - Baut Hexagonal, SS 304, M6 x 20 mm + Mur + Ring; No Brand; -; 1 pcs | 100 | Pieces | IDR | 3600 | 360000 | 2026-04-10 | FIP Engineering | Mochammad Fadhillah Hakim, | FIP Engineering | FIP-DOM-000-11304-OS00001-INA-000000 | PO Closed | GL2604482 | 2026-03-05 | 2026-03-06 | 2026-05-10
121703960-4 | 121703960 - APPROVED | 4 | O-19429-00 | General - Baut L, SS, M4 x 10 mm + Mur + Ring; No Brand; -; 1 pcs | 100 | Pieces | IDR | 1900 | 190000 | 2026-04-10 | FIP Engineering | Mochammad Fadhillah Hakim, | FIP Engineering | FIP-DOM-000-11304-OS00001-INA-000000 | PO Closed | GL2604482 | 2026-03-05 | 2026-03-06 | 2026-05-10
121703960-5 | 121703960 - APPROVED | 5 | O-19431-00 | General - Baut L, SS, M8 x 30 mm + Mur + Ring; No Brand; -; 1 pcs | 100 | Pieces | IDR | 5000 | 500000 | 2026-04-10 | FIP Engineering | Mochammad Fadhillah Hakim, | FIP Engineering | FIP-DOM-000-11304-OS00001-INA-000000 | PO Closed | GL2604482 | 2026-03-05 | 2026-03-06 | 2026-05-10
121703961-1 | 121703961 - APPROVED | 1 | P-10763-00 | General - Ferrule SS 316L 1inch; No Brand; -; 1 pcs | 1 | Pieces | IDR | 345000 | 345000 | 2026-04-10 | FIP Engineering | Mochammad Fadhillah Hakim, | FIP Engineering | FIP-DOM-000-11304-OS00001-INA-000000 | PO Closed | GL2604305 | 2026-03-05 | 2026-03-06 | 2026-04-30
121703961-2 | 121703961 - APPROVED | 2 | P-11356-00 | Trolly - Roda ABUS 4inch (100 x 27mm), Without Brake; No Brand; -; 1 pc | 3 | Pieces | IDR | 451000 | 1353000 | 2026-04-10 | FIP Engineering | Mochammad Fadhillah Hakim, | FIP Engineering | FIP-DOM-000-11304-OS00001-INA-000000 | PO Closed | GL2604491 | 2026-03-05 | 2026-03-06 | 2026-04-30
121703961-3 | 121703961 - APPROVED | 3 | P-11838-00 | General - Ball Valve PVC 3/4inch; No Brand; -; 1 pcs | 2 | Pieces | IDR | 37500 | 75000 | 2026-04-10 | FIP Engineering | Mochammad Fadhillah Hakim, | FIP Engineering | FIP-DOM-000-11304-OS00001-INA-000000 | PO Closed | GL2604493 | 2026-03-05 | 2026-03-06 | 2026-04-25
121703961-4 | 121703961 - APPROVED | 4 | P-12420-00 | General - Hole Saw for Stainless Steel, dia. 25 mm; UNIKA; -; 1 pcs | 2 | Pieces | IDR | 98750 | 197500 | 2026-04-10 | FIP Engineering | Mochammad Fadhillah Hakim, | FIP Engineering | FIP-DOM-000-11304-OS00001-INA-000000 | PO Closed | GL2604491 | 2026-03-05 | 2026-03-06 | 2026-04-30
121703961-6 | 121703961 - APPROVED | 6 | P-14519-00 | General - Baut Hexagonal, SS, M8 x 30 mm + Mur + Ring; No Brand; -; 1 pcs | 100 | Pieces | IDR | 4700 | 470000 | 2026-04-10 | FIP Engineering | Mochammad Fadhillah Hakim, | FIP Engineering | FIP-DOM-000-11304-OS00001-INA-000000 | PO Closed | GL2604491 | 2026-03-05 | 2026-03-06 | 2026-04-30
121703961-7 | 121703961 - APPROVED | 7 | P-15817-00 | General - Gasket Teflon Lembaran, Tebal 5mm, Size: 1000 x 1000mm; No Brand; -; 1 pc | 1 | Pieces | IDR | 2327000 | 2327000 | 2026-04-10 | FIP Engineering | Mochammad Fadhillah Hakim, | FIP Engineering | FIP-DOM-000-11304-OS00001-INA-000000 | PO Closed | GL2604491 | 2026-03-05 | 2026-03-06 | 2026-04-30
121703961-8 | 121703961 - APPROVED | 8 | P-17167-00 | General - Hollow SS304 Uk. 30 x 30 x 1.5 x 6000mm; No Brand; -; 1 Pcs | 3 | Pieces | IDR | 475000 | 1425000 | 2026-04-10 | FIP Engineering | Mochammad Fadhillah Hakim, | FIP Engineering | FIP-DOM-000-11304-OS00001-INA-000000 | PO Closed | GL2604305 | 2026-03-05 | 2026-03-06 | 2026-04-30
121703961-9 | 121703961 - APPROVED | 9 | P-17562-00 | General - Mounting Base 20 x 20mm; SIGMA; -; 1 Pc | 3 | Pieces | IDR | 95000 | 285000 | 2026-04-10 | FIP Engineering | Mochammad Fadhillah Hakim, | FIP Engineering | FIP-DOM-000-11304-OS00001-INA-000000 | PO Closed | GL2604492 | 2026-03-05 | 2026-03-06 | 2026-04-30
121703961-10 | 121703961 - APPROVED | 10 | P-17896-00 | General - Hole Saw for Stainless Steel, dia. 37 mm; No Brand; -; 1 pcs | 3 | Pieces | IDR | 135000 | 405000 | 2026-04-10 | FIP Engineering | Mochammad Fadhillah Hakim, | FIP Engineering | FIP-DOM-000-11304-OS00001-INA-000000 | PO Closed | GL2604492 | 2026-03-05 | 2026-03-06 | 2026-04-30
121703962-1 | 121703962 - APPROVED | 1 | P-17897-00 | General - Single Tape Foam 3mm x 25mm; No Brand; -; 10meter/roll | 2 | Pieces | IDR | 77500 | 155000 | 2026-04-10 | FIP Engineering | Mochammad Fadhillah Hakim, | FIP Engineering | FIP-DOM-000-11304-OS00001-INA-000000 | PO Closed | GL2604492 | 2026-03-05 | 2026-03-06 | 2026-04-30
121703962-2 | 121703962 - APPROVED | 2 | P-18666-00 | General - Vlok Ring, Kuningan/Brass, 1 x 1/2inch; No Brand; -; 1 pc | 3 | Pieces | IDR | 43000 | 129000 | 2026-04-10 | FIP Engineering | Mochammad Fadhillah Hakim, | FIP Engineering | FIP-DOM-000-11304-OS00001-INA-000000 | PO Closed | GL2604492 | 2026-03-05 | 2026-03-06 | 2026-04-30
121703962-3 | 121703962 - APPROVED | 3 | P-18908-00 | General - HSS Twist Drill Bit PointTeQ 13pcs Set 1.5 - 6.5 mm; Bosch; 2608577349; 13 pcs per set | 2 | Pieces | IDR | 451000 | 902000 | 2026-04-10 | FIP Engineering | Mochammad Fadhillah Hakim, | FIP Engineering | FIP-DOM-000-11304-OS00001-INA-000000 | PO Closed | GL2604491 | 2026-03-05 | 2026-03-06 | 2026-04-30
121703962-4 | 121703962 - APPROVED | 4 | P-18963-00 | General - Tubing Nylon Putih 6 x 8mm; No Brand; -; 1 Pc | 30 | Pieces | IDR | 13500 | 405000 | 2026-04-10 | FIP Engineering | Mochammad Fadhillah Hakim, | FIP Engineering | FIP-DOM-000-11304-OS00001-INA-000000 | PO Closed | GL2604491 | 2026-03-05 | 2026-03-06 | 2026-04-30
121703962-5 | 121703962 - APPROVED | 5 | P-19232-00 | General - Fitting QSL 3/8 x 12 mm; EMC; -; 1 pc | 10 | Pieces | IDR | 27000 | 270000 | 2026-04-10 | FIP Engineering | Mochammad Fadhillah Hakim, | FIP Engineering | FIP-DOM-000-11304-OS00001-INA-000000 | PO Closed | GL2604491 | 2026-03-05 | 2026-03-06 | 2026-04-30
121703962-6 | 121703962 - APPROVED | 6 | P-51298-00 | General - Terminal Plastik, dia. 4 mm; No Brand; -; 1 pcs | 5 | Pieces | IDR | 7000 | 35000 | 2026-04-10 | FIP Engineering | Mochammad Fadhillah Hakim, | FIP Engineering | FIP-DOM-000-11304-OS00001-INA-000000 | PO Closed | GL2603475 | 2026-03-05 | 2026-03-06 | 2026-04-05
121703962-7 | 121703962 - APPROVED | 7 | P-51756-00 | General - Kabel NYYHY 3 x 0.75mm; Jembo; -; 1 meter | 150 | Meter | IDR | 11370 | 1705500 | 2026-04-10 | FIP Engineering | Mochammad Fadhillah Hakim, | FIP Engineering | FIP-DOM-000-11304-OS00001-INA-000000 | PO Closed | GL2604494 | 2026-03-05 | 2026-03-06 | 2026-04-20
121703962-8 | 121703962 - APPROVED | 8 | P-52254-00 | General - Capacitor, 40 mF, 400/450 VAC; No Brand; -; 1 pcs | 3 | Pieces | IDR | 107500 | 322500 | 2026-04-10 | FIP Engineering | Mochammad Fadhillah Hakim, | FIP Engineering | FIP-DOM-000-11304-OS00001-INA-000000 | PO Closed | GL2604490 | 2026-03-05 | 2026-03-06 | 2026-04-10
121703962-9 | 121703962 - APPROVED | 9 | P-52513-00 | General - Emergency Stop 22mm; IDEC; -; 1 pc | 2 | Pieces | IDR | 85000 | 170000 | 2026-04-10 | FIP Engineering | Mochammad Fadhillah Hakim, | FIP Engineering | FIP-DOM-000-11304-OS00001-INA-000000 | PO Closed | GL2604490 | 2026-03-05 | 2026-03-06 | 2026-04-10
121703962-10 | 121703962 - APPROVED | 10 | P-52642-00 | General - Kabel NYYHY 2 x 0.75mm; SUPREME; -; 1 meter | 150 | Meter | IDR | 8000 | 1200000 | 2026-04-10 | FIP Engineering | Mochammad Fadhillah Hakim, | FIP Engineering | FIP-DOM-000-11304-OS00001-INA-000000 | PO Closed | GL2604492 | 2026-03-05 | 2026-03-06 | 2026-04-30
121703970-1 | 121703970 - APPROVED | 1 | P-18290-00 | Festo Standar Cylinder DSBC-40-40-PPVA-N3 PN. 1376657; ; ; pc | 2 | Pieces | IDR | 1706637 | 3413274 | 2026-04-10 | FIP Engineering | Mochammad Fadhillah Hakim, | FIP Engineering | FIP-DOM-000-11304-OS00001-INA-000000 | PO Closed | GL2604306 | 2026-03-05 | 2026-03-06 | 2026-05-10
121703971-1 | 121703971 - APPROVED | 1 | P-20571-00 | General - Force Gauge Digital 50kg; No Brand; AMF-500; 1 pc | 1 | Pieces | IDR | 1089000 | 1089000 | 2026-04-10 | FIP General | Mochammad Fadhillah Hakim, | FIP Engineering | FIP-DOM-ENG-51404-0000000-INA-000000 | PO Closed | GL2604492 | 2026-03-05 | 2026-03-05 | 2026-04-30
121703974-1 | 121703974 - APPROVED | 1 | P-53210-00 | General - Capacitor, 5 uF, 220 V, 2 kutub; No Brand; -; 1 pcs | 4 | Pieces | IDR | 50000 | 200000 | 2026-04-10 | FIP Engineering | Mochammad Fadhillah Hakim, | FIP Engineering | FIP-DOM-000-11304-OS00001-INA-000000 | PO Closed | GL2604491 | 2026-03-06 | 2026-03-09 | 2026-04-30
121703974-2 | 121703974 - APPROVED | 2 | Q-10715-00 | Lem PVC Isarplas Kuas @400gr; ; ; | 2 | Pieces | IDR | 55000 | 110000 | 2026-04-10 | FIP General | Mochammad Fadhillah Hakim, | FIP Engineering | FIP-DOM-ENG-51502-0000000-INA-000000 | PO Closed | GL2604040 | 2026-03-06 | 2026-03-09 | 2026-05-05
121703974-3 | 121703974 - APPROVED | 3 | Q-70069-00 | Dynabolt Beton M10x70; M10; M10x70; | 50 | Pieces | IDR | 3395 | 169750 | 2026-04-10 | FIP Engineering | Mochammad Fadhillah Hakim, | FIP Engineering | FIP-DOM-000-11304-OS00001-INA-000000 | PO Closed | GL2604038 | 2026-03-06 | 2026-03-09 | 2026-05-05
121703975-1 | 121703975 - APPROVED | 1 | P-12764-00 | General - Silicone Gasket for Ferrule dia. 1/2inch; Custom; -; 1 pcs | 9 | Pieces | IDR | 13200 | 118800 | 2026-04-10 | FIP Engineering | Mochammad Fadhillah Hakim, | FIP Engineering | FIP-DOM-000-11304-OS00001-INA-000000 | PO Closed | GL2604492 | 2026-03-06 | 2026-03-09 | 2026-04-30
121703977-1 | 121703977 - APPROVED | 1 | O-15697-00 | General - SILICONE SUCKER 01.16.20; Steriline; 202370; 1 Pc | 50 | Unit | IDR | 127700 | 6385000 | 2026-05-08 | FIP Engineering | Mochammad Fadhillah Hakim, | FIP Engineering | FIP-DOM-000-11304-OS00001-INA-000000 | PO Closed | GL2604009 | 2026-03-06 | 2026-04-01 | 2026-07-08
121703977-2 | 121703977 - APPROVED | 2 | O-15905-00 | Temperature probe model PT100; single element, 3 wires diameter 3mm, length 250mm, Total silicone ca; ; ; | 1 | Unit | IDR | 1892591 | 1892591 | 2026-05-08 | FIP Engineering | Mochammad Fadhillah Hakim, | FIP Engineering | FIP-DOM-000-11304-OS00001-INA-000000 | PO Closed | GL2604009 | 2026-03-06 | 2026-04-01 | 2026-07-08
121703978-1 | 121703978 - APPROVED | 1 | P-10859-00 | General - Elbow PVC 90 AW 1/2inch; Rucika; -; 1 Pc | 4 | Pieces | IDR | 1800 | 7200 | 2026-04-10 | FIP Engineering | Mochammad Fadhillah Hakim, | FIP Engineering | FIP-DOM-000-11304-OS00001-INA-000000 | PO Closed | GL2603473 | 2026-03-06 | 2026-03-09 | 2026-04-10
121703978-2 | 121703978 - APPROVED | 2 | P-10867-00 | General - Elbow PVC 3 inch; Rucika; -; 1 pc | 4 | Pieces | IDR | 14670 | 58680 | 2026-04-10 | FIP Engineering | Mochammad Fadhillah Hakim, | FIP Engineering | FIP-DOM-000-11304-OS00001-INA-000000 | PO Closed | GL2603473 | 2026-03-06 | 2026-03-09 | 2026-04-10
121703978-3 | 121703978 - APPROVED | 3 | P-10868-00 | General - Elbow PVC AW 4inch; Rucika; -; 1 Pc | 4 | Pieces | IDR | 62000 | 248000 | 2026-04-10 | FIP Engineering | Mochammad Fadhillah Hakim, | FIP Engineering | FIP-DOM-000-11304-OS00001-INA-000000 | PO Closed | GL2603473 | 2026-03-06 | 2026-03-09 | 2026-04-10
121703978-4 | 121703978 - APPROVED | 4 | P-10877-00 | General - Reducer, PVC, 2" x 1"; Rucika; -; 1 pcs | 6 | Pieces | IDR | 9000 | 54000 | 2026-04-10 | FIP Engineering | Mochammad Fadhillah Hakim, | FIP Engineering | FIP-DOM-000-11304-OS00001-INA-000000 | PO Closed | GL2603473 | 2026-03-06 | 2026-03-09 | 2026-04-10
121703978-5 | 121703978 - APPROVED | 5 | P-10884-00 | General - Socket Drat Dalam PVC 1 1/4inch; Rucika; -; 1 pcs | 4 | Pieces | IDR | 6000 | 24000 | 2026-04-10 | FIP Engineering | Mochammad Fadhillah Hakim, | FIP Engineering | FIP-DOM-000-11304-OS00001-INA-000000 | PO Closed | GL2603473 | 2026-03-06 | 2026-03-09 | 2026-04-10
121703978-6 | 121703978 - APPROVED | 6 | P-10885-00 | General - Socket Drat Dalam, PVC, 1/2"; Rucika; -; 1 pcs | 4 | Pieces | IDR | 1980 | 7920 | 2026-04-10 | FIP Engineering | Mochammad Fadhillah Hakim, | FIP Engineering | FIP-DOM-000-11304-OS00001-INA-000000 | PO Closed | GL2603473 | 2026-03-06 | 2026-03-09 | 2026-04-10
121703978-7 | 121703978 - APPROVED | 7 | P-10886-00 | General - Socket Drat Dalam, PVC, 1"; Rucika; -; 1 pcs | 4 | Pieces | IDR | 4140 | 16560 | 2026-04-10 | FIP Engineering | Mochammad Fadhillah Hakim, | FIP Engineering | FIP-DOM-000-11304-OS00001-INA-000000 | PO Closed | GL2603473 | 2026-03-06 | 2026-03-09 | 2026-04-10
121703978-8 | 121703978 - APPROVED | 8 | P-10887-00 | General - Socket Drat Dalam, PVC, 2"; Rucika; -; 1 pcs | 4 | Pieces | IDR | 9500 | 38000 | 2026-04-10 | FIP Engineering | Mochammad Fadhillah Hakim, | FIP Engineering | FIP-DOM-000-11304-OS00001-INA-000000 | PO Closed | GL2603473 | 2026-03-06 | 2026-03-09 | 2026-04-10
121703978-9 | 121703978 - APPROVED | 9 | P-10890-00 | General - Socket Drat Luar, PVC, 1 1/2"; Rucika; -; 1 pcs | 4 | Pieces | IDR | 6500 | 26000 | 2026-04-10 | FIP Engineering | Mochammad Fadhillah Hakim, | FIP Engineering | FIP-DOM-000-11304-OS00001-INA-000000 | PO Closed | GL2603473 | 2026-03-06 | 2026-03-09 | 2026-04-10
121703978-10 | 121703978 - APPROVED | 10 | P-10892-00 | General - Socket Drat Luar, PVC, 1"; Rucika; -; 1 pcs | 4 | Pieces | IDR | 3000 | 12000 | 2026-04-10 | FIP Engineering | Mochammad Fadhillah Hakim, | FIP Engineering | FIP-DOM-000-11304-OS00001-INA-000000 | PO Closed | GL2604493 | 2026-03-06 | 2026-03-09 | 2026-04-25
121703980-1 | 121703980 - APPROVED | 1 | P-10893-00 | General - Socket Drat Luar, PVC, 2"; Rucika; -; 1 pcs | 4 | Pieces | IDR | 10170 | 40680 | 2026-04-10 | FIP Engineering | Mochammad Fadhillah Hakim, | FIP Engineering | FIP-DOM-000-11304-OS00001-INA-000000 | PO Closed | GL2603473 | 2026-03-06 | 2026-03-09 | 2026-04-10
121703980-2 | 121703980 - APPROVED | 2 | P-10894-00 | General - Socket Drat Luar, PVC AW, 3"; Rucika; -; 1 pcs | 4 | Pieces | IDR | 22680 | 90720 | 2026-04-10 | FIP Engineering | Mochammad Fadhillah Hakim, | FIP Engineering | FIP-DOM-000-11304-OS00001-INA-000000 | PO Closed | GL2603473 | 2026-03-06 | 2026-03-09 | 2026-04-10
121703980-3 | 121703980 - APPROVED | 3 | P-10899-00 | General - Socket, PVC, 3/4"; Rucika; -; 1 pcs | 3 | Pieces | IDR | 2340 | 7020 | 2026-04-10 | FIP Engineering | Mochammad Fadhillah Hakim, | FIP Engineering | FIP-DOM-000-11304-OS00001-INA-000000 | PO Closed | GL2603473 | 2026-03-06 | 2026-03-09 | 2026-04-10
121703980-4 | 121703980 - APPROVED | 4 | P-10904-00 | General - Tee, PVC, 1 1/4"; Rucika; -; 1 pcs | 3 | Pieces | IDR | 10170 | 30510 | 2026-04-10 | FIP Engineering | Mochammad Fadhillah Hakim, | FIP Engineering | FIP-DOM-000-11304-OS00001-INA-000000 | PO Closed | GL2603473 | 2026-03-06 | 2026-03-09 | 2026-04-10
121703980-5 | 121703980 - APPROVED | 5 | P-10905-00 | General - Tee, PVC, 1/2"; Rucika; -; 1 pcs | 4 | Pieces | IDR | 2880 | 11520 | 2026-04-10 | FIP Engineering | Mochammad Fadhillah Hakim, | FIP Engineering | FIP-DOM-000-11304-OS00001-INA-000000 | PO Closed | GL2603473 | 2026-03-06 | 2026-03-09 | 2026-04-10
121703980-6 | 121703980 - APPROVED | 6 | P-10907-00 | General - Tee, PVC AW, 2"; Rucika; -; 1 pcs | 4 | Pieces | IDR | 21000 | 84000 | 2026-04-10 | FIP Engineering | Mochammad Fadhillah Hakim, | FIP Engineering | FIP-DOM-000-11304-OS00001-INA-000000 | PO Closed | GL2603473 | 2026-03-06 | 2026-03-09 | 2026-04-10
121703980-7 | 121703980 - APPROVED | 7 | P-12746-00 | General - Pipa PVC AW dia. 1 1/2inch, Warna Abu-Abu; Rucika; -; 1 pcs | 5 | Pieces | IDR | 129000 | 645000 | 2026-04-10 | FIP Engineering | Mochammad Fadhillah Hakim, | FIP Engineering | FIP-DOM-000-11304-OS00001-INA-000000 | PO Closed | GL2603473 | 2026-03-06 | 2026-03-09 | 2026-04-10
121703980-8 | 121703980 - APPROVED | 8 | P-12803-00 | General - Socket Drat Dalam, PVC AW, 1"; No Brand; -; 1 pcs | 10 | Pieces | IDR | 4500 | 45000 | 2026-04-10 | FIP Engineering | Mochammad Fadhillah Hakim, | FIP Engineering | FIP-DOM-000-11304-OS00001-INA-000000 | PO Closed | GL2604493 | 2026-03-06 | 2026-03-09 | 2026-04-25
121703980-9 | 121703980 - APPROVED | 9 | P-12816-00 | General - Socket, PVC AW, 1 1/2"; Rucika; -; 1 pcs | 10 | Pieces | IDR | 8000 | 80000 | 2026-04-10 | FIP Engineering | Mochammad Fadhillah Hakim, | FIP Engineering | FIP-DOM-000-11304-OS00001-INA-000000 | PO Closed | GL2603473 | 2026-03-06 | 2026-03-09 | 2026-04-10
121703980-10 | 121703980 - APPROVED | 10 | P-12881-00 | General - Tee, PVC AW, 1 1/2" x 1 1/2"; No Brand; -; 1 pcs | 10 | Pieces | IDR | 13500 | 135000 | 2026-04-10 | FIP Engineering | Mochammad Fadhillah Hakim, | FIP Engineering | FIP-DOM-000-11304-OS00001-INA-000000 | PO Closed | GL2604493 | 2026-03-06 | 2026-03-09 | 2026-04-25
121703981-1 | 121703981 - APPROVED | 1 | P-12883-00 | Tee PVC AW General - Tee PVC AW dia 1/2inch X 1/2inch; Rucika; -; 1 pcs | 9 | Pieces | IDR | 2880 | 25920 | 2026-04-10 | FIP Engineering | Mochammad Fadhillah Hakim, | FIP Engineering | FIP-DOM-000-11304-OS00001-INA-000000 | PO Closed | GL2603473 | 2026-03-06 | 2026-03-09 | 2026-04-10
121703981-2 | 121703981 - APPROVED | 2 | P-13259-00 | General - Socket Drat Dalam, SS 304, 1"; No Brand; -; 1 pcs | 3 | Pieces | IDR | 55000 | 165000 | 2026-04-10 | FIP Engineering | Mochammad Fadhillah Hakim, | FIP Engineering | FIP-DOM-000-11304-OS00001-INA-000000 | PO Closed | GL2604492 | 2026-03-06 | 2026-03-09 | 2026-04-30
121703981-3 | 121703981 - APPROVED | 3 | P-13269-00 | General - Socket, PVC, 4"; Rucika; -; 1 pcs | 2 | Pieces | IDR | 59490 | 118980 | 2026-04-10 | FIP Engineering | Mochammad Fadhillah Hakim, | FIP Engineering | FIP-DOM-000-11304-OS00001-INA-000000 | PO Closed | GL2603473 | 2026-03-06 | 2026-03-09 | 2026-04-10
121703981-4 | 121703981 - APPROVED | 4 | P-13285-00 | General - Socket Drat Luar, PVC, 1/2"; Rucika; -; 1 pcs | 4 | Pieces | IDR | 1530 | 6120 | 2026-04-10 | FIP Engineering | Mochammad Fadhillah Hakim, | FIP Engineering | FIP-DOM-000-11304-OS00001-INA-000000 | PO Closed | GL2603473 | 2026-03-06 | 2026-03-09 | 2026-04-10
121703981-5 | 121703981 - APPROVED | 5 | P-13386-00 | Sok Polos 2" Rucika; ; ; | 4 | Pieces | IDR | 11000 | 44000 | 2026-04-10 | FIP Engineering | Mochammad Fadhillah Hakim, | FIP Engineering | FIP-DOM-000-11304-OS00001-INA-000000 | PO Closed | GL2604493 | 2026-03-06 | 2026-03-09 | 2026-04-25
121703981-6 | 121703981 - APPROVED | 6 | P-15766-00 | Tee PVC dia. 1 1/2" | 6 | Pieces | IDR | 13500 | 81000 | 2026-04-10 | FIP Engineering | Mochammad Fadhillah Hakim, | FIP Engineering | FIP-DOM-000-11304-OS00001-INA-000000 | PO Closed | GL2603473 | 2026-03-06 | 2026-03-09 | 2026-04-10
121703981-7 | 121703981 - APPROVED | 7 | P-19660-00 | Fitting PVC - Tee PVC 2.5 Inch; Rucika; -; 1 pc | 6 | Pieces | IDR | 34920 | 209520 | 2026-04-10 | FIP Engineering | Mochammad Fadhillah Hakim, | FIP Engineering | FIP-DOM-000-11304-OS00001-INA-000000 | PO Closed | GL2603473 | 2026-03-06 | 2026-03-09 | 2026-04-10
121703984-1 | 121703984 - APPROVED | 1 | P-10387-00 | Ball Valve Kuningan 3/4" KITZ | 2 | Pieces | IDR | 195000 | 390000 | 2026-04-10 | FIP Engineering | Mochammad Fadhillah Hakim, | FIP Engineering | FIP-DOM-000-11304-OS00001-INA-000000 | PO Closed | GL2604490 | 2026-03-06 | 2026-03-09 | 2026-04-10
121703985-1 | 121703985 - APPROVED | 1 | O-20897-00 | Capping VCM200 - Oring Silicone 2.5 x 30.50 x 30.50; Custom/Lokal; -; 1 Pc | 11 | Pieces | IDR | 35000 | 385000 | 2026-04-10 | FIP Engineering | Mochammad Fadhillah Hakim, | FIP Engineering | FIP-DOM-000-11304-OS00001-INA-000000 | PO Closed | GL2604486 | 2026-03-06 | 2026-03-09 | 2026-05-10
121703987-1 | 121703987 - APPROVED | 1 | P-20580-00 | General - Bracket Timbangan VGA Uk. 50 x 320 x 450mm; Custom Agru; -; 1 pc | 1 | Pieces | IDR | 3275000 | 3275000 | 2026-04-10 | FIP Engineering | Mochammad Fadhillah Hakim, | FIP Engineering | FIP-DOM-000-11304-OS00001-INA-000000 | PO Closed | GL2603054 | 2026-03-09 | 2026-03-09 | 2026-05-10
121703989-1 | 121703989 - APPROVED | 1 | P-11170-00 | Pneumatic Fitting - QS 1/4-8 / PN : 153005 / Festo | 10 | Pieces | IDR | 31317 | 313170 | 2026-04-10 | FIP Engineering | Mochammad Fadhillah Hakim, | FIP Engineering | FIP-DOM-000-11304-OS00001-INA-000000 | PO Closed | GL2604306 | 2026-03-09 | 2026-03-09 | 2026-05-10
121703989-2 | 121703989 - APPROVED | 2 | P-12263-00 | FESTO - Push In Connector QS-8 p/n 153033 | 10 | Pieces | IDR | 53251 | 532510 | 2026-04-10 | FIP Engineering | Mochammad Fadhillah Hakim, | FIP Engineering | FIP-DOM-000-11304-OS00001-INA-000000 | PO Closed | GL2604306 | 2026-03-09 | 2026-03-09 | 2026-05-10
121703989-3 | 121703989 - APPROVED | 3 | P-12267-00 | FESTO - Push In Fitting QS-1/2-8 (NPQE-D-R12-Q8-P5); P/N : 8112930 | 10 | Pieces | IDR | 59707 | 597070 | 2026-04-10 | FIP Engineering | Mochammad Fadhillah Hakim, | FIP Engineering | FIP-DOM-000-11304-OS00001-INA-000000 | PO Closed | GL2604306 | 2026-03-09 | 2026-03-09 | 2026-05-10
121703989-4 | 121703989 - APPROVED | 4 | P-12269-00 | FESTO - Push-In Fitting type QSM-M5-6 p/n 153306 | 10 | Pieces | IDR | 32488 | 324880 | 2026-04-10 | FIP Engineering | Mochammad Fadhillah Hakim, | FIP Engineering | FIP-DOM-000-11304-OS00001-INA-000000 | PO Closed | GL2604306 | 2026-03-09 | 2026-03-09 | 2026-05-10
121703991-1 | 121703991 - APPROVED | 1 | P-11175-00 | Pneumatic Fitting - QS 10-8 / PN : 153039 / Festo | 10 | Pieces | IDR | 63220 | 632200 | 2026-04-10 | FIP Engineering | Mochammad Fadhillah Hakim, | FIP Engineering | FIP-DOM-000-11304-OS00001-INA-000000 | PO Closed | GL2604306 | 2026-03-09 | 2026-03-09 | 2026-05-10
121703992-1 | 121703992 - APPROVED | 1 | Q-60061-00 | Cat Pilox 109 - Black | 10 | Can | IDR | 33000 | 330000 | 2026-04-10 | FIP Engineering | Mochammad Fadhillah Hakim, | FIP Engineering | FIP-DOM-000-11304-OS00001-INA-000000 | PO Closed | GL2604011 | 2026-03-09 | 2026-03-09 | 2026-04-21
121703992-2 | 121703992 - APPROVED | 2 | Q-60063-00 | Cat Pilox 102 - White | 15 | Can | IDR | 33000 | 495000 | 2026-04-10 | FIP Engineering | Mochammad Fadhillah Hakim, | FIP Engineering | FIP-DOM-000-11304-OS00001-INA-000000 | PO Closed | GL2604011 | 2026-03-09 | 2026-03-09 | 2026-04-21
121703993-1 | 121703993 - APPROVED | 1 | O-20624-00 | Baut L SS304 M6x10mm + Nut; ; ; | 1 | Pieces | IDR | 100000 | 100000 | 2026-04-10 | FIP Engineering | Mochammad Fadhillah Hakim, | FIP Engineering | FIP-DOM-000-11304-OS00001-INA-000000 | PO Closed | GL2604482 | 2026-03-09 | 2026-03-09 | 2026-05-10
121703995-1 | 121703995 - APPROVED | 1 | Q-12033-00 | SikaTop 107 Seal / pelapis kedap air; ; ; pack size per set (20 kg semen dan 5 kg cairan sika) | 1 | Set | IDR | 355000 | 355000 | 2026-04-10 | FIP General | Mochammad Fadhillah Hakim, | FIP Engineering | FIP-DOM-ENG-51502-0000000-INA-000000 | PO Closed | GL2604011 | 2026-03-09 | 2026-03-10 | 2026-04-21
121703995-2 | 121703995 - APPROVED | 2 | Q-12117-00 | Lem Anti Bocor Waterproof Nano Transparan; Aqualuxe; ; 1 kg | 5 | Can | IDR | 65000 | 325000 | 2026-04-10 | FIP General | Mochammad Fadhillah Hakim, | FIP Engineering | FIP-DOM-ENG-51502-0000000-INA-000000 | PO Closed | GL2604040 | 2026-03-09 | 2026-03-10 | 2026-05-05
121703995-3 | 121703995 - APPROVED | 3 | Q-60342-00 | Cat Semprot Green Relax (V9488); Diton Premium; V9488; 400 ml | 10 | Can | IDR | 85000 | 850000 | 2026-04-10 | FIP General | Mochammad Fadhillah Hakim, | FIP Engineering | FIP-DOM-ENG-51502-0000000-INA-000000 | PO Closed | GL2604040 | 2026-03-09 | 2026-03-10 | 2026-05-05
121703995-4 | 121703995 - APPROVED | 4 | Q-70239-00 | Tang Buaya Bengkok 10 Inch (Curved Jaw); Tekiro; PL-LG0770; pc | 2 | Pieces | IDR | 175000 | 350000 | 2026-04-10 | FIP General | Mochammad Fadhillah Hakim, | FIP Engineering | FIP-DOM-ENG-51404-0000000-INA-000000 | PO Closed | GL2604038 | 2026-03-09 | 2026-03-10 | 2026-05-05
121703995-5 | 121703995 - APPROVED | 5 | Q-70240-00 | Tang Riveter Nut / Hand Rivet Nut Tool Set; ; ; 1 set (1 unit Nut Riveter + 110 pcs Nutsert (M3?M12)) | 1 | Set | IDR | 550000 | 550000 | 2026-04-10 | FIP General | Mochammad Fadhillah Hakim, | FIP Engineering | FIP-DOM-ENG-51404-0000000-INA-000000 | PO Closed | GL2604040 | 2026-03-09 | 2026-03-10 | 2026-05-05
121703996-1 | 121703996 - APPROVED | 1 | T-12311-00 | Thermal Paste for Processor/CPU; ; ; | 5 | Pieces | IDR | 70000 | 350000 | 2026-04-10 | FIP General | Mochammad Fadhillah Hakim, | FIP Engineering | FIP-DOM-ENG-51504-0000000-INA-000000 | PO Closed | GL2604017 | 2026-03-09 | 2026-03-10 | 2026-04-21
121703997-1 | 121703997 - APPROVED | 1 | P-53055-00 | General - Fuse Keramik Double 160A 690VAC Bussman FEE160 | 6 | Pieces | IDR | 525000 | 3150000 | 2026-04-10 | FIP Engineering | Mochammad Fadhillah Hakim, | FIP Engineering | FIP-DOM-000-11304-OS00001-INA-000000 | PO Closed | GL2603475 | 2026-03-09 | 2026-03-09 | 2026-04-05
121703997-2 | 121703997 - APPROVED | 2 | P-54559-00 | General - Automatic Circuit Breaker Finder; Nofaya; NF-827S; 1 pc | 1 | Pieces | IDR | 1750000 | 1750000 | 2026-04-10 | FIP General | Mochammad Fadhillah Hakim, | FIP Engineering | FIP-DOM-ENG-51404-0000000-INA-000000 | PO Closed | GL2604492 | 2026-03-09 | 2026-03-09 | 2026-04-30
121703998-1 | 121703998 - APPROVED | 1 | P-54348-00 | General - Exhaust Fan 4414M; EBMPast; -; 1 pc | 4 | Pieces | IDR | 615950 | 2463800 | 2026-04-10 | FIP Engineering | Mochammad Fadhillah Hakim, | FIP Engineering | FIP-DOM-000-11304-OS00001-INA-000000 | PO Closed | GL2604491 | 2026-03-09 | 2026-03-09 | 2026-04-30
121704000-1 | 121704000 - APPROVED | 1 | P-20556-00 | General - Magnehelic Differential Pressure Gages 0-1000 PA; Dwyer; 2000-1000PA; 1 pc | 3 | Pieces | IDR | 1700000 | 5100000 | 2026-04-10 | FIP Engineering | Mochammad Fadhillah Hakim, | FIP Engineering | FIP-DOM-000-11304-OS00001-INA-000000 | PO Closed | GL2603055 | 2026-03-09 | 2026-03-09 | 2026-04-10
121704003-1 | 121704003 - APPROVED | 1 | T-26629-00 | Engine, Heater/Cooler; Waters; 700002139; piece | 1 | Pieces | IDR | 16700000 | 16700000 | 2026-04-10 | FIP General | Mochammad Fadhillah Hakim, | FIP Engineering | FIP-DOM-ENG-51505-0000000-INA-000000 | PO Closed | GL2603470 | 2026-03-09 | 2026-03-09 | 2026-04-10
121704004-1 | 121704004 - APPROVED | 1 | P-20557-00 | General - Reducer Ducting BJLS 6.4 x 3inch; No Brand; -; 1 pc | 2 | Pieces | IDR | 250000 | 500000 | 2026-04-10 | FIP Engineering | Mochammad Fadhillah Hakim, | FIP Engineering | FIP-DOM-000-11304-OS00001-INA-000000 | PO Closed | GL2604492 | 2026-03-09 | 2026-03-09 | 2026-04-30
121704004-2 | 121704004 - APPROVED | 2 | P-20574-00 | General - Rivet Nut M10 SS304; Lokal; -; 1 pc | 100 | Pieces | IDR | 6000 | 600000 | 2026-04-10 | FIP Engineering | Mochammad Fadhillah Hakim, | FIP Engineering | FIP-DOM-000-11304-OS00001-INA-000000 | PO Closed | GL2604490 | 2026-03-09 | 2026-03-09 | 2026-04-10
121704004-3 | 121704004 - APPROVED | 3 | P-54550-00 | General - Inline Fan Duct Size 6,4 Inch 755CMH; CKE; CI CDI160AZ; 1 pc | 1 | Pieces | IDR | 1170000 | 1170000 | 2026-04-10 | FIP Engineering | Mochammad Fadhillah Hakim, | FIP Engineering | FIP-DOM-000-11304-OS00001-INA-000000 | PO Closed | GL2604492 | 2026-03-09 | 2026-03-09 | 2026-04-30
121704004-4 | 121704004 - APPROVED | 4 | P-53149-00 | General - Kabel NYAF 3 x 2.5mm; Jembo; -; 1 meter | 100 | Meter | IDR | 30000 | 3000000 | 2026-04-10 | FIP Engineering | Mochammad Fadhillah Hakim, | FIP Engineering | FIP-DOM-000-11304-OS00001-INA-000000 | PO Closed | GL2603475 | 2026-03-09 | 2026-03-09 | 2026-04-05
121704005-1 | 121704005 - APPROVED | 1 | R-71002-00 | Renovation - Pembuatan Safety Roof | 1 | Unit | IDR | 60000000 | 60000000 | 2026-04-10 | FIP General | Mochammad Fadhillah Hakim, | FIP Engineering | FIP-DOM-ENG-13402-BL26002-INA-000000 | PO Closed |  | 2026-03-09 | 2026-03-10
121704007-1 | 121704007 - APPROVED | 1 | P-54577-00 | General - Lampu Neon LED Silinder II T5 16W Putih; Hannochs; -; 1 pc | 100 | Pieces | IDR | 96000 | 9600000 | 2026-04-17 | FIP Engineering | Mochammad Fadhillah Hakim, | FIP Engineering | FIP-DOM-000-11304-OS00001-INA-000000 | PO Closed | GL2604492 | 2026-03-11 | 2026-03-13 | 2026-04-30
121704008-1 | 121704008 - APPROVED | 1 | P-20637-00 | General - Motorize Valve; Belimo; NMX 120-3; 1 pc | 2 | Pieces | IDR | 7975000 | 15950000 | 2026-04-17 | FIP Engineering | Mochammad Fadhillah Hakim, | FIP Engineering | FIP-DOM-000-11304-OS00001-INA-000000 | PO Closed | GL2605332 | 2026-03-11 | 2026-03-13 | 2026-06-05
121704009-1 | 121704009 - APPROVED | 1 | P-51321-00 | General - Analog Smoke Detector; Nohmi Bosai; FDK38U; 1 pcs | 2 | Pieces | IDR | 1500000 | 3000000 | 2026-04-17 | FIP Engineering | Mochammad Fadhillah Hakim, | FIP Engineering | FIP-DOM-000-11304-OS00001-INA-000000 | PO Closed | GL2604021 | 2026-03-11 | 2026-03-13 | 2026-05-05
121704010-1 | 121704010 - APPROVED | 1 | P-20576-00 | General - Ball Valve SS316 Fig. 600 UTKM 3/8 Inch 10mm Drat Screw; Kitz; -; 1 pc | 2 | Pieces | IDR | 475000 | 950000 | 2026-04-17 | FIP Engineering | Mochammad Fadhillah Hakim, | FIP Engineering | FIP-DOM-000-11304-OS00001-INA-000000 | PO Closed | GL2604492 | 2026-03-11 | 2026-03-13 | 2026-04-30
121704010-2 | 121704010 - APPROVED | 2 | P-20577-00 | General - Ball Valve SS316 Fig. 600 UTKM 1/4 Inch 8mm Drat Screw; Kitz; -; 1 pc | 2 | Pieces | IDR | 525000 | 1050000 | 2026-04-17 | FIP Engineering | Mochammad Fadhillah Hakim, | FIP Engineering | FIP-DOM-000-11304-OS00001-INA-000000 | PO Closed | GL2604492 | 2026-03-11 | 2026-03-13 | 2026-04-30
121704011-1 | 121704011 - APPROVED | 1 | O-21436-00 | General - Roller Chain RS35-1 (Single) 3 meter; -; 0; 1 Pc | 1 | Pieces | IDR | 169000 | 169000 | 2026-04-17 | FIP Engineering | Mochammad Fadhillah Hakim, | FIP Engineering | FIP-DOM-000-11304-OS00001-INA-000000 | PO Closed | GL2604487 | 2026-03-11 | 2026-03-13 | 2026-05-10
121704012-1 | 121704012 - APPROVED | 1 | P-53357-00 | General - Battery Kering / Accu MF N100 12V 100Ah; GS Astra; 95E41R; 1 unit | 2 | Unit | IDR | 2400000 | 4800000 | 2026-04-17 | FIP Engineering | Mochammad Fadhillah Hakim, | FIP Engineering | FIP-DOM-000-11304-OS00001-INA-000000 | PO Closed | GL2604497 | 2026-03-11 | 2026-03-13 | 2026-04-25
121704013-1 | 121704013 - APPROVED | 1 | Q-10563-00 | Cat Weathershield Merlin;Dulux;Type 40156M Merlin;pack size per 20L pail | 2 | Pail | IDR | 2900000 | 5800000 | 2026-04-17 | FIP General | Mochammad Fadhillah Hakim, | FIP Engineering | FIP-DOM-ENG-51502-0000000-INA-000000 | PO Closed | GL2604011 | 2026-03-11 | 2026-03-13 | 2026-04-21
121704014-1 | 121704014 - APPROVED | 1 | P-13773-00 | Valve PN16 DN25 for Actuator SQS65 Siemens; ; ; | 2 | Pieces | IDR | 4251500 | 8503000 | 2026-04-17 | FIP Engineering | Mochammad Fadhillah Hakim, | FIP Engineering | FIP-DOM-000-11304-OS00001-INA-000000 | PO Open | GL2605006 | 2026-03-11 | 2026-03-13 | 2026-09-30
121704016-1 | 121704016 - APPROVED | 1 | O-21437-00 | Marchesini MA155 - Gas Spring; Misumi; FGSS15050B; 1 Pc | 1 | Pieces | IDR | 325105 | 325105 | 2026-04-17 | FIP Engineering | Mochammad Fadhillah Hakim, | FIP Engineering | FIP-DOM-000-11304-OS00001-INA-000000 | PO Closed | GL2604485 | 2026-03-11 | 2026-03-11 | 2026-05-05
121704017-1 | 121704017 - APPROVED | 1 | O-21429-00 | Blister TR100LT - Teflon Forming 5689 ukuran 9.5x19; Custom/Lokal; -; 1 Pc | 30 | Pieces | IDR | 173000 | 5190000 | 2026-04-17 | FIP Engineering | Mochammad Fadhillah Hakim, | FIP Engineering | FIP-DOM-000-11304-OS00001-INA-000000 | PO Closed | GL2603478 | 2026-03-11 | 2026-03-13 | 2026-05-30
121704017-2 | 121704017 - APPROVED | 2 | O-21430-00 | Blister TR100LT - Teflon Forming 568 ukuran 11.5x19; Custom/Lokal; ; 1 Pc | 30 | Pieces | IDR | 175000 | 5250000 | 2026-04-17 | FIP Engineering | Mochammad Fadhillah Hakim, | FIP Engineering | FIP-DOM-000-11304-OS00001-INA-000000 | PO Closed | GL2603478 | 2026-03-11 | 2026-03-13 | 2026-05-30
121704018-1 | 121704018 - APPROVED | 1 | P-17167-00 | General - Hollow SS304 Uk. 30 x 30 x 1.5 x 6000mm; No Brand; -; 1 Pcs | 4 | Pieces | IDR | 475000 | 1900000 | 2026-04-10 | FIP Engineering | Mochammad Fadhillah Hakim, | FIP Engineering | FIP-DOM-000-11304-OS00001-INA-000000 | PO Closed | GL2604305 | 2026-03-11 | 2026-03-13 | 2026-04-30
121704019-1 | 121704019 - APPROVED | 1 | P-20580-00 | General - Bracket Timbangan VGA Uk. 50 x 320 x 450mm; Custom Agru; -; 1 pc | 1 | Pieces | IDR | 3275000 | 3275000 | 2026-04-17 | FIP Engineering | Mochammad Fadhillah Hakim, | FIP Engineering | FIP-DOM-000-11304-OS00001-INA-000000 | PO Closed | GL2603054 | 2026-03-11 | 2026-03-13 | 2026-05-10
121704020-1 | 121704020 - APPROVED | 1 | O-21435-00 | Washing RAR4 - Drain Tunnel Washing Ukuran 100x1885mm, Mat. SUS304; Custom/Lokal; -; 1 Pc | 1 | Pieces | IDR | 4475000 | 4475000 | 2026-04-17 | FIP Engineering | Mochammad Fadhillah Hakim, | FIP Engineering | FIP-DOM-000-11304-OS00001-INA-000000 | PO Closed | GL2603478 | 2026-03-11 | 2026-03-18 | 2026-05-30
121704021-1 | 121704021 - APPROVED | 1 | O-21443-00 | Washing RAR4 - Ball Valve SS304 Ferrule End Size 1 Inch; -; -; 1 Pc | 2 | Pieces | IDR | 587500 | 1175000 | 2026-04-17 | FIP Engineering | Mochammad Fadhillah Hakim, | FIP Engineering | FIP-DOM-000-11304-OS00001-INA-000000 | PO Closed | GL2604487 | 2026-03-11 | 2026-03-13 | 2026-05-10
121704021-2 | 121704021 - APPROVED | 2 | O-21455-00 | Washing RAR4 - Ball Valve SS304 Ferrule End Size 3/4 Inch; -; -; 1 Pc | 2 | Pieces | IDR | 562500 | 1125000 | 2026-04-17 | FIP Engineering | Mochammad Fadhillah Hakim, | FIP Engineering | FIP-DOM-000-11304-OS00001-INA-000000 | PO Closed | GL2604487 | 2026-03-11 | 2026-03-13 | 2026-05-10
121704022-1 | 121704022 - APPROVED | 1 | R-20024-00 | Machine Equipment; ; ; - Additional For Shipping Steriline - Additional For Shipping Steriline | 1 | Unit | EUR | 161075880 | 161075880 | 2026-04-17 | FIP General | Mochammad Fadhillah Hakim, | FIP Engineering | FIP-DOM-PRJ-13404-MC26022-INA-000000 | PO Closed | GL2412016 | 2026-03-11 | 2026-03-11 | 2026-04-17
121704023-1 | 121704023 - APPROVED | 1 | P-20570-00 | General - Dudukan Equinok Uk. 50 x 90 x 160mm; Custom Agru; -; 1 pc | 1 | Pieces | IDR | 2275000 | 2275000 | 2026-04-17 | FIP Engineering | Mochammad Fadhillah Hakim, | FIP Engineering | FIP-DOM-000-11304-OS00001-INA-000000 | PO Closed | GL2603054 | 2026-03-11 | 2026-03-11 | 2026-05-10
121704024-1 | 121704024 - APPROVED | 1 | P-20639-00 | General - Pipa Tembaga Dia. 4mm; No Brand; -; 1 meter | 1 | Pieces | IDR | 200000 | 200000 | 2026-04-17 | FIP Engineering | Mochammad Fadhillah Hakim, | FIP Engineering | FIP-DOM-000-11304-OS00001-INA-000000 | PO Closed | GL2604019 | 2026-03-11 | 2026-03-13 | 2026-05-05
121704024-2 | 121704024 - APPROVED | 2 | P-20640-00 | General - Tee Tembaga 1/4inch; No Brand; -; 1 pc | 1 | Pieces | IDR | 120000 | 120000 | 2026-04-17 | FIP Engineering | Mochammad Fadhillah Hakim, | FIP Engineering | FIP-DOM-000-11304-OS00001-INA-000000 | PO Closed | GL2604019 | 2026-03-11 | 2026-03-13 | 2026-05-05
121704024-3 | 121704024 - APPROVED | 3 | P-20641-00 | General - Regulator Gas 300 Bar; Harris`; 901; 1 pc | 1 | Pieces | IDR | 5000000 | 5000000 | 2026-04-17 | FIP Engineering | Mochammad Fadhillah Hakim, | FIP Engineering | FIP-DOM-000-11304-OS00001-INA-000000 | PO Closed | GL2604019 | 2026-03-11 | 2026-03-13 | 2026-05-05
121704024-4 | 121704024 - APPROVED | 4 | P-20642-00 | General - Quick Connector STWM 1/4 Male JIC; Swagelok; -; 1 pc | 1 | Pieces | IDR | 4200000 | 4200000 | 2026-04-17 | FIP Engineering | Mochammad Fadhillah Hakim, | FIP Engineering | FIP-DOM-000-11304-OS00001-INA-000000 | PO Closed | GL2604019 | 2026-03-11 | 2026-03-13 | 2026-05-05
121704031-1 | 121704031 - APPROVED | 1 | P-54584-00 | AHU - Centrifugal Duct Inline Blower 8inch; Nicotra; GCIL 200; 1 unit | 2 | Unit | IDR | 5000000 | 10000000 | 2026-03-23 | FIP Engineering | Mochammad Fadhillah Hakim, | FIP Engineering | FIP-DOM-000-11304-OS00001-INA-000000 | PO Closed | GL2603475 | 2026-03-13 | 2026-03-13 | 2026-04-05
121704032-1 | 121704032 - APPROVED | 1 | O-21458-00 | Blistering TRL100LT - Cover Seluncur Blister Uk 56 x 235X 800 mm, Mat. SUS304; Custom/Lokal; -; 1 Pc | 1 | Pieces | IDR | 2350000 | 2350000 | 2026-04-17 | FIP Engineering | Mochammad Fadhillah Hakim, | FIP Engineering | FIP-DOM-000-11304-OS00001-INA-000000 | PO Closed | GL2603478 | 2026-03-13 | 2026-03-13 | 2026-05-30
121704033-1 | 121704033 - APPROVED | 1 | P-20660-00 | General - Gas Spring FGSS22200B; Misumi; -; 1 pc | 2 | Pieces | IDR | 417000 | 834000 | 2026-04-17 | FIP Engineering | Mochammad Fadhillah Hakim, | FIP Engineering | FIP-DOM-000-11304-OS00001-INA-000000 | PO Closed | GL2604001 | 2026-03-13 | 2026-03-13 | 2026-04-20
121704034-1 | 121704034 - APPROVED | 1 | P-51741-00 | Lampu Phillips PHP LED; 710 7w E27 White 220-240v; ; ; | 100 | Pieces | IDR | 33500 | 3350000 | 2026-04-17 | FIP Engineering | Mochammad Fadhillah Hakim, | FIP Engineering | FIP-DOM-000-11304-OS00001-INA-000000 | PO Closed | GL2604492 | 2026-03-13 | 2026-03-13 | 2026-04-30
121704034-2 | 121704034 - APPROVED | 2 | Q-10845-00 | Fitting Lampu Bholam E27; ; ; pcs | 100 | Pieces | IDR | 18000 | 1800000 | 2026-04-17 | FIP Engineering | Mochammad Fadhillah Hakim, | FIP Engineering | FIP-DOM-000-11304-OS00001-INA-000000 | PO Closed | GL2604040 | 2026-03-13 | 2026-03-13 | 2026-05-05
121704038-1 | 121704038 - APPROVED | 1 | R-62010-00 | Computer Desktop - Production - Dell Pro Tower QCT1250 + Dell 22 Monitor - E2225H - Dell Pro Tower QCT1250 + Dell 22 Monitor - E2225H | 1 | Unit | IDR | 26000000 | 26000000 | 2026-06-27 | FIP General | Mochammad Fadhillah Hakim, | FIP Engineering | FIP-DOM-ENG-13408-IT26001-INA-000000 | PR Open |  | 2026-03-13 | 2026-08-27
121704041-1 | 121704041 - APPROVED | 1 | P-12269-00 | FESTO - Push-In Fitting type QSM-M5-6 p/n 153306 | 10 | Pieces | IDR | 32488 | 324880 | 2026-04-17 | FIP Engineering | Mochammad Fadhillah Hakim, | FIP Engineering | FIP-DOM-000-11304-OS00001-INA-000000 | PO Closed | GL2604306 | 2026-03-16 | 2026-03-16 | 2026-05-10
121704042-1 | 121704042 - APPROVED | 1 | Q-10825-00 | Tali Karet Ban;No Brand;;pack size per pcs | 20 | Pieces | IDR | 8000 | 160000 | 2026-04-17 | FIP General | Mochammad Fadhillah Hakim, | FIP Engineering | FIP-DOM-ENG-51502-0000000-INA-000000 | PO Closed | GL2604038 | 2026-03-16 | 2026-03-16 | 2026-05-05
121704043-1 | 121704043 - APPROVED | 1 | P-20578-00 | General - Mur Rivet SS304 M5; No Brand; -; 100pcs/pck | 1 | Pack | IDR | 150000 | 150000 | 2026-04-17 | FIP Engineering | Mochammad Fadhillah Hakim, | FIP Engineering | FIP-DOM-000-11304-OS00001-INA-000000 | PO Closed | GL2604490 | 2026-03-16 | 2026-03-17 | 2026-04-17
121704043-2 | 121704043 - APPROVED | 2 | P-20634-00 | General - Socket Tester Pro Voltage HT106D; Habotest; -; 1 pc | 1 | Pieces | IDR | 155000 | 155000 | 2026-04-17 | FIP Engineering | Mochammad Fadhillah Hakim, | FIP Engineering | FIP-DOM-000-11304-OS00001-INA-000000 | PO Closed | GL2604492 | 2026-03-16 | 2026-03-17 | 2026-04-30
121704043-3 | 121704043 - APPROVED | 3 | P-20638-00 | General - Mata Bor Socket Hex Nut; No Brand; -; 9 pcs/set | 1 | Set | IDR | 50000 | 50000 | 2026-04-17 | FIP Engineering | Mochammad Fadhillah Hakim, | FIP Engineering | FIP-DOM-000-11304-OS00001-INA-000000 | PO Closed | GL2604497 | 2026-03-16 | 2026-03-17 | 2026-04-25
121704043-4 | 121704043 - APPROVED | 4 | P-20643-00 | General - Pressure Gauge Switch 4 inch, 10kg, Drat 1/2inch; No Brand; -; 1 pc | 1 | Pieces | IDR | 2000000 | 2000000 | 2026-04-17 | FIP Engineering | Mochammad Fadhillah Hakim, | FIP Engineering | FIP-DOM-000-11304-OS00001-INA-000000 | PO Closed | GL2604497 | 2026-03-16 | 2026-03-17 | 2026-04-25
121704043-5 | 121704043 - APPROVED | 5 | P-54576-00 | General - End Plate for Terminal Blok TBR20; No Brand; -; 1 pc | 100 | Pieces | IDR | 1500 | 150000 | 2026-04-17 | FIP Engineering | Mochammad Fadhillah Hakim, | FIP Engineering | FIP-DOM-000-11304-OS00001-INA-000000 | PO Closed | GL2604490 | 2026-03-16 | 2026-03-17 | 2026-04-17
121704044-1 | 121704044 - APPROVED | 1 | S-20856-00 | Senter Kepala / LED Head Lamp ; 1600A0307X ; Bosch ; pack size per pcsp; ; ; | 3 | Pieces | IDR | 200000 | 600000 | 2026-04-17 | FIP General | Mochammad Fadhillah Hakim, | FIP Engineering | FIP-DOM-ENG-51404-0000000-INA-000000 | PO Closed | GL2604023 | 2026-03-16 | 2026-03-17 | 2026-04-30
121704045-1 | 121704045 - APPROVED | 1 | O-21433-00 | Marchesini MA155 - Metal Finger Sponda Trainante; Marchesini; 3M0YI000001; 1 Pc | 5 | Pieces | IDR | 7907600 | 39538000 | 2026-04-17 | FIP Engineering | Mochammad Fadhillah Hakim, | FIP Engineering | FIP-DOM-000-11304-OS00001-INA-000000 | PO Closed | GL2604004 | 2026-03-16 | 2026-03-18 | 2026-05-30
121704045-2 | 121704045 - APPROVED | 2 | O-21434-00 | Marchesini MA155 - Metal Finger Sponda Contrasto; Marchesini; 3M0Y000002; 1 Pc | 2 | Pieces | IDR | 7907600 | 15815200 | 2026-04-17 | FIP Engineering | Mochammad Fadhillah Hakim, | FIP Engineering | FIP-DOM-000-11304-OS00001-INA-000000 | PO Closed | GL2604004 | 2026-03-16 | 2026-03-18 | 2026-05-30
121704047-1 | 121704047 - APPROVED | 1 | P-20635-00 | General - Belt Dressing; Prestone; -; 250ml/can | 5 | Can | IDR | 45500 | 227500 | 2026-04-17 | FIP Engineering | Mochammad Fadhillah Hakim, | FIP Engineering | FIP-DOM-000-11304-OS00001-INA-000000 | PO Closed | GL2604492 | 2026-03-16 | 2026-03-17 | 2026-04-30
121704047-2 | 121704047 - APPROVED | 2 | P-54575-00 | General - Fitting Lampu Halogen MR16 Socket GY5.3; No Brand; -; 1 pc | 5 | Pieces | IDR | 6750 | 33750 | 2026-04-17 | FIP Engineering | Mochammad Fadhillah Hakim, | FIP Engineering | FIP-DOM-000-11304-OS00001-INA-000000 | PO Closed | GL2604492 | 2026-03-16 | 2026-03-17 | 2026-04-30
121704049-1 | 121704049 - APPROVED | 1 | O-21438-00 | Blister TR100LT - Filter Regulator; SMC; AW30-03G-D; 1 Pc | 1 | Pieces | IDR | 917000 | 917000 | 2026-04-17 | FIP Engineering | Mochammad Fadhillah Hakim, | FIP Engineering | FIP-DOM-000-11304-OS00001-INA-000000 | PO Closed | GL2604489 | 2026-03-16 | 2026-03-17 | 2026-05-05
121704050-1 | 121704050 - APPROVED | 1 | O-16647-00 | General - Oring Silicone Merah 23x18x2.5 mm; -; -; 1 Pc | 10 | Pieces | IDR | 30000 | 300000 | 2026-04-17 | FIP Engineering | Mochammad Fadhillah Hakim, | FIP Engineering | FIP-DOM-000-11304-OS00001-INA-000000 | PO Closed | GL2604486 | 2026-03-17 | 2026-03-17 | 2026-05-10
121704050-2 | 121704050 - APPROVED | 2 | O-21428-00 | PLAB Coating - Oring ID 51 OD 56 Tebal 2,5 EPDM; Custom/Lokal; -; 1 Pc | 5 | Pieces | IDR | 35000 | 175000 | 2026-04-17 | FIP Engineering | Mochammad Fadhillah Hakim, | FIP Engineering | FIP-DOM-000-11304-OS00001-INA-000000 | PO Closed | GL2604486 | 2026-03-17 | 2026-03-17 | 2026-05-10
121704058-1 | 121704058 - APPROVED | 1 | O-16030-00 | General - Dry box glove, 4/10 mm, CSM, 97800 Y 8.5 E4 5; Piercan; 1292; 10 pcs per pack | 20 | Unit | IDR | 3133098 | 62661960 | 2026-04-17 | FIP Engineering | Mochammad Fadhillah Hakim, | FIP Engineering | FIP-DOM-000-11304-OS00001-INA-000000 | PO Closed | GL2603066 | 2026-03-17 | 2026-03-18 | 2026-10-17
121704058-2 | 121704058 - APPROVED | 2 | O-16033-00 | General - Isolator Gloves 000156; Material : CSM; Shape : E10; Size : 7; Thickness (mm) : 4/1; Piercan; E10330 Y 7 E4 4; 1 pc | 40 | Unit | IDR | 2738397 | 109535880 | 2026-04-17 | FIP Engineering | Mochammad Fadhillah Hakim, | FIP Engineering | FIP-DOM-000-11304-OS00001-INA-000000 | PO Closed | GL2603066 | 2026-03-17 | 2026-03-18 | 2026-10-17
121704073-1 | 121704073 - APPROVED | 1 | S-62036-00 | Gas Argon (Ar); 6 M3; Refill; High Purity (HP); Purity ? 99.995% | 3 | Tube | IDR | 225000 | 675000 | 2026-05-08 | FIP General | Mochammad Fadhillah Hakim, | FIP Engineering | FIP-DOM-ENG-51404-0000000-INA-000000 | PO Closed | GL2603477 | 2026-03-27 | 2026-03-27 | 2026-04-05
121704074-1 | 121704074 - APPROVED | 1 | O-53215-00 | General - Exhaust Fan;Ebm-Papst;R3G190-RC05-03; | 2 | Pieces | IDR | 8000000 | 16000000 | 2026-05-29 | FIP Engineering | Mochammad Fadhillah Hakim, | FIP Engineering | FIP-DOM-000-11304-OS00001-INA-000000 | PO Closed | GL2604303 | 2026-03-27 | 2026-03-30 | 2026-05-20
121704074-2 | 121704074 - APPROVED | 2 | P-54256-00 | General - Centrifugal Fan R3G220-RD53-03; EBMPAST; 8115613807; 1 unit | 2 | Unit | USD | 11499480 | 22998960 | 2026-05-29 | FIP Engineering | Mochammad Fadhillah Hakim, | FIP Engineering | FIP-DOM-000-11304-OS00001-INA-000000 | PO Open | GL2605043 | 2026-03-27 | 2026-03-30 | 2026-09-30
121704080-1 | 121704080 - APPROVED | 1 | T-22337-00 | Moisture Trap for Rocker 300; Rocker; 167301-64; piece | 2 | Pieces | IDR | 999000 | 1998000 | 2026-05-01 | FIP General | Mochammad Fadhillah Hakim, | FIP Engineering | FIP-DOM-ENG-51505-0000000-INA-000000 | PO Open | GL2604015 | 2026-03-30 | 2026-03-30 | 2026-05-11
121704080-2 | 121704080 - APPROVED | 2 | T-22339-00 | Filter Cartridge Vacuum Regulator Gauge 300/400/410/430 (Moisture Trap); Rocker; -; piece | 2 | Pieces | IDR | 2000000 | 4000000 | 2026-05-01 | FIP General | Mochammad Fadhillah Hakim, | FIP Engineering | FIP-DOM-ENG-51505-0000000-INA-000000 | PO Closed | GL2604010 | 2026-03-30 | 2026-03-30 | 2026-05-01
121704081-1 | 121704081 - APPROVED | 1 | S-60050-00 | Jasa Perbaikan dan Pemeliharaan Mesin Produksi; ; ; - Perbaikan Hidrolik FD | 1 | Pieces | IDR | 20500000 | 20500000 | 2026-05-01 | FIP General | Mochammad Fadhillah Hakim, | FIP Engineering | FIP-DOM-ENG-51504-0000000-INA-000000 | PO Open | GL2604018 | 2026-03-30 | 2026-03-31 | 2026-05-31
121704082-1 | 121704082 - APPROVED | 1 | O-21484-00 | General - Isolator Glove CSM Port size 9 Inch Length : 900 mm, Thick : 15mil/0.4mm; TRON; 9Y1535A0975; 1 Pc | 20 | Pieces | IDR | 7350000 | 147000000 | 2026-07-03 | FIP Engineering | Mochammad Fadhillah Hakim, | FIP Engineering | FIP-DOM-000-11304-OS00001-INA-000000 | PO Closed | GL2604012 | 2026-03-30 | 2026-03-31 | 2026-08-03
121704082-2 | 121704082 - APPROVED | 2 | O-21485-00 | General - Isolator Glove CSM Port size 8 Inch Length : 800 mm, Thick : 15mil/0.4mm; TRON; 8Y1532A0975; 1 Pc | 20 | Pieces | IDR | 5750000 | 115000000 | 2026-07-03 | FIP Engineering | Mochammad Fadhillah Hakim, | FIP Engineering | FIP-DOM-000-11304-OS00001-INA-000000 | PO Closed | GL2604012 | 2026-03-30 | 2026-03-31 | 2026-08-03
121704082-3 | 121704082 - APPROVED | 3 | O-21486-00 | General - Isolator Glove CSM Port size 10 Inch Length : 800 mm, Thick : 15mil/0.4mm; TRON; 10Y1532A0975; 1 Pc | 20 | Pieces | IDR | 5750000 | 115000000 | 2026-07-03 | FIP Engineering | Mochammad Fadhillah Hakim, | FIP Engineering | FIP-DOM-000-11304-OS00001-INA-000000 | PO Closed | GL2604012 | 2026-03-30 | 2026-03-31 | 2026-08-03
121704083-1 | 121704083 - APPROVED | 1 | O-21471-00 | Colamark - Spares Full Mechanism EAS00 1023SP; Domino; SP-0078; 1 Pc | 1 | Pieces | IDR | 17500000 | 17500000 | 2026-06-05 | FIP Engineering | Mochammad Fadhillah Hakim, | FIP Engineering | FIP-DOM-000-11304-OS00001-INA-000000 | PO Closed | GL2604304 | 2026-03-30 | 2026-03-31 | 2026-06-05
121704083-2 | 121704083 - APPROVED | 2 | O-15400-00 | Colamark - Side Arms kit EPT012551; Domino; SP-0076; 1 Pc | 1 | Pieces | IDR | 4700000 | 4700000 | 2026-06-05 | FIP Engineering | Mochammad Fadhillah Hakim, | FIP Engineering | FIP-DOM-000-11304-OS00001-INA-000000 | PO Closed | GL2604304 | 2026-03-30 | 2026-03-31 | 2026-06-05
121704083-3 | 121704083 - APPROVED | 3 | O-21404-00 | General - Capstan Roller V Series EAS001201SP 32mm; Domino; SP-0069; 1 Unit | 1 | Unit | IDR | 2950000 | 2950000 | 2026-06-05 | FIP Engineering | Mochammad Fadhillah Hakim, | FIP Engineering | FIP-DOM-000-11304-OS00001-INA-000000 | PO Closed | GL2604304 | 2026-03-30 | 2026-03-31 | 2026-06-05
121704089-1 | 121704089 - APPROVED | 1 | O-21487-00 | Colamark - Bracket/Dudukan Monitor Ukuran 3x100x410 mm; Custom/Lokal; -; 1 pc | 1 | Pieces | IDR | 3150000 | 3150000 | 2026-04-10 | FIP Engineering | Mochammad Fadhillah Hakim, | FIP Engineering | FIP-DOM-000-11304-OS00001-INA-000000 | PO Closed | GL2604006 | 2026-04-01 | 2026-04-02 | 2026-05-10
121704089-2 | 121704089 - APPROVED | 2 | O-21488-00 | Colamark - Bracket/Dudukan Sensor Camera Ukuran 30x120x150mm; Custom/Lokal; -; 1 pc | 1 | Pieces | IDR | 2750000 | 2750000 | 2026-04-10 | FIP Engineering | Mochammad Fadhillah Hakim, | FIP Engineering | FIP-DOM-000-11304-OS00001-INA-000000 | PO Closed | GL2604006 | 2026-04-01 | 2026-04-02 | 2026-05-10
121704090-1 | 121704090 - APPROVED | 1 | O-21475-00 | Filling VFM100 - Seal Ferrule PTFE Virgin Food Grade 3/4 Inch; Custom/Lokal; -; 1 Pc | 50 | Pieces | IDR | 90000 | 4500000 | 2026-05-01 | FIP Engineering | Mochammad Fadhillah Hakim, | FIP Engineering | FIP-DOM-000-11304-OS00001-INA-000000 | PO Open | GL2604022 | 2026-04-01 | 2026-04-02 | 2026-09-30
121704097-1 | 121704097 - APPROVED | 1 | Q-10249-00 | Lem Power Glue; ; ; | 80 | Pieces | IDR | 5000 | 400000 | 2026-05-08 | FIP Engineering | Mochammad Fadhillah Hakim, | FIP Engineering | FIP-DOM-000-11304-OS00001-INA-000000 | PO Closed | GL2604037 | 2026-04-02 | 2026-04-06 | 2026-05-05
121704098-1 | 121704098 - APPROVED | 1 | P-51027-00 | General - IsoLasi Kabel Hitam 33 (19mm x 20mm x 0.177mm); Scotch; -; 1 Pcs | 10 | Pieces | IDR | 57000 | 570000 | 2026-05-08 | FIP Engineering | Mochammad Fadhillah Hakim, | FIP Engineering | FIP-DOM-000-11304-OS00001-INA-000000 | PO Closed | GL2604318 | 2026-04-02 | 2026-04-06 | 2026-07-20
121704104-1 | 121704104 - APPROVED | 1 | P-52685-00 | General - Power Supply 24VDC, 6A; Fort; S-145-24; 1 pc | 1 | Pieces | IDR | 390000 | 390000 | 2026-05-08 | FIP Engineering | Mochammad Fadhillah Hakim, | FIP Engineering | FIP-DOM-000-11304-OS00001-INA-000000 | PO Closed | GL2605332 | 2026-04-07 | 2026-04-09 | 2026-06-05
121704104-2 | 121704104 - APPROVED | 2 | P-53411-00 | General - Power Supply ECO 1-PH 24VDC 5A; Wago; 787-722; 1 pc | 2 | Pieces | IDR | 1060000 | 2120000 | 2026-05-08 | FIP Engineering | Mochammad Fadhillah Hakim, | FIP Engineering | FIP-DOM-000-11304-OS00001-INA-000000 | PO Closed | GL2604030 | 2026-04-07 | 2026-04-09 | 2026-05-08
121704105-1 | 121704105 - APPROVED | 1 | O-16725-00 | 3 Way Ball Valve SS304 3/4 inch c/w Pneumatic Actuator + Selenoid 24 VDC, NOCHRIDA SEJAHTERA, PT P/N : - set | 2 | Unit | IDR | 2300000 | 4600000 | 2026-05-08 | FIP Engineering | Mochammad Fadhillah Hakim, | FIP Engineering | FIP-DOM-000-11304-OS00001-INA-000000 | PO Closed | GL2604317 | 2026-04-07 | 2026-04-09 | 2026-06-08
121704110-1 | 121704110 - APPROVED | 1 | P-54467-00 | General - Selector Switch 3 Posisi 22mm; Idec; YW1S-3E20; 1 pc | 10 | Pieces | IDR | 80000 | 800000 | 2026-05-08 | FIP Engineering | Mochammad Fadhillah Hakim, | FIP Engineering | FIP-DOM-000-11304-OS00001-INA-000000 | PO Closed | GL2604318 | 2026-04-08 | 2026-04-10 | 2026-07-20
121704113-1 | 121704113 - APPROVED | 1 | O-53591-00 | Filling VFM100 - M8-4 Pin Power Cable; Meech; A900IPS-PCS10; 1 Pc | 1 | Pieces | IDR | 23000000 | 23000000 | 2026-06-12 | FIP Engineering | Mochammad Fadhillah Hakim, | FIP Engineering | FIP-DOM-000-11304-OS00001-INA-000000 | PO Closed | GL2604029 | 2026-04-08 | 2026-04-10 | 2026-07-10
121704113-2 | 121704113 - APPROVED | 2 | O-53590-00 | Filling VFM100 - Hyperion Medium Range Bar; Meech; A945IPS-0400; 1 Pc | 1 | Pieces | IDR | 970000 | 970000 | 2026-06-12 | FIP Engineering | Mochammad Fadhillah Hakim, | FIP Engineering | FIP-DOM-000-11304-OS00001-INA-000000 | PO Closed | GL2604029 | 2026-04-08 | 2026-04-10 | 2026-07-10
121704114-1 | 121704114 - APPROVED | 1 | R-20024-00 | Machine Equipment; ; ; - TZML-0052 Adapter TC 25 mm / Staubli RBE03 female (socket) automatically closing material 316L | 2 | Unit | IDR | 24216000 | 48432000 | 2026-06-12 | FIP General | Mochammad Fadhillah Hakim, | FIP Engineering | FIP-DOM-ENG-13404-MC26008-INA-000000 | PO Closed | GL2604046 | 2026-04-08 | 2026-04-17 | 2026-06-20
121704125-1 | 121704125 - APPROVED | 1 | P-20720-00 | General - Dudukan Sensor ORP Ukuran 58 x 27 mm; Custom Agru; -; 1 pc | 1 | Pieces | IDR | 975000 | 975000 | 2026-04-24 | FIP Engineering | Mochammad Fadhillah Hakim, | FIP Engineering | FIP-DOM-000-11304-OS00001-INA-000000 | PO Closed | GL2604020 | 2026-04-09 | 2026-04-13 | 2026-05-24
121704154-1 | 121704154 - APPROVED | 1 | P-19898-00 | General - Bushing VAV dia. 24 x 26mm; Custom Agru Farma; -; 1 pc | 50 | Pieces | IDR | 531875 | 26593750 | 2026-05-29 | FIP Engineering | Mochammad Fadhillah Hakim, | FIP Engineering | FIP-DOM-000-11304-OS00001-INA-000000 | PO Closed | GL2605002 | 2026-04-23 | 2026-04-23 | 2026-06-15
121704155-1 | 121704155 - APPROVED | 1 | O-11367-00 | Lubricant ? Oli ISO VG 320 MULTIPRIMA INDOSEJAHTERA, PT P/N : - pc | 3 | Liter | IDR | 61000 | 183000 | 2026-05-29 | FIP Engineering | Mochammad Fadhillah Hakim, | FIP Engineering | FIP-DOM-000-11304-OS00001-INA-000000 | PO Closed | GL2605327 | 2026-04-23 | 2026-04-23 | 2026-06-15
121704156-1 | 121704156 - APPROVED | 1 | O-11761-00 | Marchesini MA255 Cartoning Machine - Conveyor Belt, PU White, 1380 x 40 x 1.6 mm; Custom/Lokal; -; 1 unt | 2 | Pieces | IDR | 221670 | 443340 | 2026-05-29 | FIP Engineering | Mochammad Fadhillah Hakim, | FIP Engineering | FIP-DOM-000-11304-OS00001-INA-000000 | PO Closed | GL2605330 | 2026-04-23 | 2026-04-23 | 2026-06-15
121704156-2 | 121704156 - APPROVED | 2 | O-11762-00 | MARCHESINI MA 255 - Conveyor belt Nastro transporto FNB-8E 1850 X 40 HA; Marchesini; C720718540 pc | 2 | Pieces | IDR | 189000 | 378000 | 2026-05-29 | FIP Engineering | Mochammad Fadhillah Hakim, | FIP Engineering | FIP-DOM-000-11304-OS00001-INA-000000 | PO Closed | GL2605330 | 2026-04-23 | 2026-04-23 | 2026-06-15
121704157-1 | 121704157 - APPROVED | 1 | Q-10550-00 | Door Closer TS 2000V Hold Open GEZE; ; ; | 3 | Pieces | IDR | 2610000 | 7830000 | 2026-05-29 | FIP Engineering | Mochammad Fadhillah Hakim, | FIP Engineering | FIP-DOM-000-11304-OS00001-INA-000000 | PO Closed | GL2605018 | 2026-04-23 | 2026-04-28 | 2026-06-05
121704158-1 | 121704158 - APPROVED | 1 | P-20695-00 | General - Thermaflex Insulasi Piping Uk. 1 Inch x 3/4 Inch (34mm x 20mm); No Brand; -; 1 pc | 3 | Pieces | IDR | 97800 | 293400 | 2026-05-29 | FIP Engineering | Mochammad Fadhillah Hakim, | FIP Engineering | FIP-DOM-000-11304-OS00001-INA-000000 | PO Closed | GL2606349 | 2026-04-23 | 2026-04-28 | 2026-07-20
121704158-2 | 121704158 - APPROVED | 2 | P-20696-00 | General - Thermaflex Insulasi Piping Uk. 2 Inch x 3/4 Inch (60mm x 20mm); No Brand; -; 1 pc | 3 | Pieces | IDR | 152200 | 456600 | 2026-05-29 | FIP Engineering | Mochammad Fadhillah Hakim, | FIP Engineering | FIP-DOM-000-11304-OS00001-INA-000000 | PO Closed | GL2606349 | 2026-04-23 | 2026-04-28 | 2026-07-20
121704158-3 | 121704158 - APPROVED | 3 | P-20697-00 | General - Thermaflex Insulasi Piping Uk. 2 1/2 Inch x 3/4 Inch (76mm x 20mm); No Brand; -; 1 pc | 3 | Pieces | IDR | 184200 | 552600 | 2026-05-29 | FIP Engineering | Mochammad Fadhillah Hakim, | FIP Engineering | FIP-DOM-000-11304-OS00001-INA-000000 | PO Closed | GL2606349 | 2026-04-23 | 2026-04-28 | 2026-07-20
121704158-4 | 121704158 - APPROVED | 4 | P-20698-00 | General - Elbow Thermaflex 2 1/2 Inch x 3/4 Inch; No Brand; -; 1 pc | 1 | Pieces | IDR | 184200 | 184200 | 2026-05-29 | FIP Engineering | Mochammad Fadhillah Hakim, | FIP Engineering | FIP-DOM-000-11304-OS00001-INA-000000 | PO Closed | GL2606349 | 2026-04-23 | 2026-04-28 | 2026-07-20
121704158-5 | 121704158 - APPROVED | 5 | P-20699-00 | General - Elbow Thermaflex 1 Inch x 3/4 Inch; No Brand; -; 1 pc | 1 | Pieces | IDR | 97800 | 97800 | 2026-05-29 | FIP Engineering | Mochammad Fadhillah Hakim, | FIP Engineering | FIP-DOM-000-11304-OS00001-INA-000000 | PO Closed | GL2606349 | 2026-04-23 | 2026-04-28 | 2026-07-20
121704158-6 | 121704158 - APPROVED | 6 | P-20700-00 | General - Thermaflex Sheet Insulasi Flange JIS10K 2 1/2 Inch (175mm); No Brand; -; 1 pc | 1 | Pieces | IDR | 455500 | 455500 | 2026-05-29 | FIP Engineering | Mochammad Fadhillah Hakim, | FIP Engineering | FIP-DOM-000-11304-OS00001-INA-000000 | PO Closed | GL2606349 | 2026-04-23 | 2026-04-28 | 2026-07-20
121704159-1 | 121704159 - APPROVED | 1 | O-53605-00 | Autoclave Fedegari FVA2/A1 - Proface Printer; Fedegari; GP400736; 1 pc | 2 | Pieces | IDR | 9811600 | 19623200 | 2026-07-24 | FIP Engineering | Mochammad Fadhillah Hakim, | FIP Engineering | FIP-DOM-000-11304-OS00001-INA-000000 | PO Open | GL2605340 | 2026-04-23 | 2026-05-15 | 2026-07-31
121704160-1 | 121704160 - APPROVED | 1 | P-54257-00 | General - Instrument Cooling Fan R3G 250 AK41-71; EBMPAST; 8115610923; 1 unit | 1 | Unit | IDR | 19544480 | 19544480 | 2026-06-26 | FIP Engineering | Mochammad Fadhillah Hakim, | FIP Engineering | FIP-DOM-000-11304-OS00001-INA-000000 | PO Open | GL2605043 | 2026-04-23 | 2026-04-27 | 2026-09-30
121704161-1 | 121704161 - APPROVED | 1 | T-20715-00 | SYRINGE, 250 ML. WISP. WATERS; WATERS; PN: WAT073109; PCS | 1 | Pieces | USD | 3790981 | 3790981 | 2026-06-26 | FIP General | Mochammad Fadhillah Hakim, | FIP Engineering | FIP-DOM-ENG-51505-0000000-INA-000000 | PO Closed | GL2604316 | 2026-04-23 | 2026-04-27 | 2026-06-26
121704162-1 | 121704162 - APPROVED | 1 | P-20242-00 | General - Plate SS304 Uk. 1,2 x 1220 x 2440mm F2B; No Brand; -; 1 pc | 1 | Pieces | IDR | 2100000 | 2100000 | 2026-04-25 | FIP Engineering | Mochammad Fadhillah Hakim, | FIP Engineering | FIP-DOM-000-11304-OS00001-INA-000000 | PO Closed | GL2605008 | 2026-04-23 | 2026-04-23 | 2026-05-30
121704162-2 | 121704162 - APPROVED | 2 | P-20309-00 | General - Hole Saw TCT Kugel 100 mm; Kugel; ; | 1 | Pieces | IDR | 345000 | 345000 | 2026-04-25 | FIP Engineering | Mochammad Fadhillah Hakim, | FIP Engineering | FIP-DOM-000-11304-OS00001-INA-000000 | PO Closed | GL2605325 | 2026-04-23 | 2026-04-23 | 2026-05-30
121704162-3 | 121704162 - APPROVED | 3 | P-20575-00 | General - Baut L SS304 M5 x 40mm HT (Socket Cap Screw); No Brand; -; 100pc/pck | 1 | Pack | IDR | 550000 | 550000 | 2026-04-25 | FIP Engineering | Mochammad Fadhillah Hakim, | FIP Engineering | FIP-DOM-000-11304-OS00001-INA-000000 | PO Closed | GL2605332 | 2026-04-23 | 2026-04-23 | 2026-04-25
121704162-4 | 121704162 - APPROVED | 4 | P-20651-00 | General - Wire Brush Mata Bor; JLD; 263; 3pcs/set | 1 | Set | IDR | 35000 | 35000 | 2026-04-25 | FIP Engineering | Mochammad Fadhillah Hakim, | FIP Engineering | FIP-DOM-000-11304-OS00001-INA-000000 | PO Closed | GL2605332 | 2026-04-23 | 2026-04-23 | 2026-04-25
121704162-5 | 121704162 - APPROVED | 5 | P-54592-00 | General - Fan Motor F61-10; Polytron; -; 1 unit | 5 | Unit | IDR | 96000 | 480000 | 2026-04-25 | FIP Engineering | Mochammad Fadhillah Hakim, | FIP Engineering | FIP-DOM-000-11304-OS00001-INA-000000 | PO Closed | GL2605332 | 2026-04-23 | 2026-04-23 | 2026-04-25
121704164-1 | 121704164 - APPROVED | 1 | Q-12123-00 | Lis Strip Pintu Seal Peredam Suara 6M; Lokal; 6M-SD6-Hitam; 6 meter/roll | 20 | Roll | IDR | 55000 | 1100000 | 2026-05-29 | FIP General | Mochammad Fadhillah Hakim, | FIP Engineering | FIP-DOM-ENG-51502-0000000-INA-000000 | PO Closed | GL2605018 | 2026-04-24 | 2026-04-27 | 2026-06-05
121704165-1 | 121704165 - APPROVED | 1 | S-47082-00 | Benang Anti Panas ukuran 20/2; ; ; per meter | 10 | Meter | IDR | 35000 | 350000 | 2026-05-29 | FIP General | Mochammad Fadhillah Hakim, | FIP Engineering | FIP-DOM-ENG-51504-0000000-INA-000000 | PO Closed | GL2605018 | 2026-04-24 | 2026-04-27 | 2026-06-05
121704166-1 | 121704166 - APPROVED | 1 | P-52664-00 | General - Pelampung Air Radar Float Switch 2m; No Brand; -; 1 Pc | 5 | Pieces | IDR | 70000 | 350000 | 2026-05-29 | FIP Engineering | Mochammad Fadhillah Hakim, | FIP Engineering | FIP-DOM-000-11304-OS00001-INA-000000 | PO Closed | GL2605322 | 2026-04-24 | 2026-04-27 | 2026-06-05
121704167-1 | 121704167 - APPROVED | 1 | Q-60405-00 | Cat Durogloss DR-2000; Propan; Type Spiders Web 90YY 73/040; 0,9 L/can | 5 | Can | IDR | 95919 | 479595 | 2026-05-29 | FIP General | Mochammad Fadhillah Hakim, | FIP Engineering | FIP-DOM-ENG-51402-0000000-INA-000000 | PO Closed | GL2605017 | 2026-04-24 | 2026-04-27 | 2026-06-05
121704168-1 | 121704168 - APPROVED | 1 | P-52662-00 | General - Temperature Controller TK4S- 14SN 100-240 VAC; Autonics; -; 1 pc | 1 | Pieces | IDR | 646100 | 646100 | 2026-05-29 | FIP Engineering | Mochammad Fadhillah Hakim, | FIP Engineering | FIP-DOM-000-11304-OS00001-INA-000000 | PO Closed | GL2605020 | 2026-04-24 | 2026-04-27 | 2026-06-05
121704168-2 | 121704168 - APPROVED | 2 | P-54402-00 | General - Thermocouple TW-N (PT100), Dia.: 6.4*30L*2M*PT1/8; Autonics; A04209; 1 pc | 1 | Pieces | IDR | 306200 | 306200 | 2026-05-29 | FIP Engineering | Mochammad Fadhillah Hakim, | FIP Engineering | FIP-DOM-000-11304-OS00001-INA-000000 | PO Closed | GL2605020 | 2026-04-24 | 2026-04-27 | 2026-06-05
121704169-1 | 121704169 - APPROVED | 1 | O-53604-00 | Freeze Dryer MBE1207 - Flow Switch; SMC; IFW510-04-00; 1 pc | 2 | Pieces | IDR | 1898000 | 3796000 | 2026-05-29 | FIP Engineering | Mochammad Fadhillah Hakim, | FIP Engineering | FIP-DOM-000-11304-OS00001-INA-000000 | PO Closed | GL2605328 | 2026-04-24 | 2026-04-27 | 2026-06-20
121704169-2 | 121704169 - APPROVED | 2 | O-12733-00 | General - TU Polyurethane Tubing, TU1065C-100; SMC Pneumatics; -; 1 roll | 1 | Roll | IDR | 700000 | 700000 | 2026-05-29 | FIP General | Mochammad Fadhillah Hakim, | FIP Engineering | FIP-DOM-ENG-51404-0000000-INA-000000 | PO Closed | GL2605328 | 2026-04-24 | 2026-04-27 | 2026-05-31
121704170-1 | 121704170 - APPROVED | 1 | P-15833-00 | SMC - Pressure Filter Regulator Manual Drain AW30-03BG-A; ; ; | 2 | Pieces | IDR | 943000 | 1886000 | 2026-05-29 | FIP Engineering | Mochammad Fadhillah Hakim, | FIP Engineering | FIP-DOM-000-11304-OS00001-INA-000000 | PO Closed | GL2605009 | 2026-04-24 | 2026-04-27 | 2026-09-30
121704175-1 | 121704175 - APPROVED | 1 | O-54006-00 | General - MCB 1 PHASE 10 AMPERE; Schneider; -; 1 Pc | 1 | Pieces | IDR | 200000 | 200000 | 2026-04-29 | FIP Engineering | Mochammad Fadhillah Hakim, | FIP Engineering | FIP-DOM-000-11304-OS00001-INA-000000 | PO Closed | GL2605331 | 2026-04-27 | 2026-04-27 | 2026-06-05
121704176-1 | 121704176 - APPROVED | 1 | P-14407-00 | General - Gate Valve 1/2inch; Kitz; -; 1 pc | 3 | Pieces | IDR | 223500 | 670500 | 2026-05-29 | FIP Engineering | Mochammad Fadhillah Hakim, | FIP Engineering | FIP-DOM-000-11304-OS00001-INA-000000 | PO Closed | GL2605322 | 2026-04-27 | 2026-04-27 | 2026-06-05
121704176-2 | 121704176 - APPROVED | 2 | P-19233-00 | General - Fitting QS 1/2 x 8 mm; EMC; -; 1 pc | 5 | Pieces | IDR | 23500 | 117500 | 2026-05-29 | FIP Engineering | Mochammad Fadhillah Hakim, | FIP Engineering | FIP-DOM-000-11304-OS00001-INA-000000 | PO Closed | GL2605325 | 2026-04-27 | 2026-04-27 | 2026-05-30
121704176-3 | 121704176 - APPROVED | 3 | P-19908-00 | General - Tig Welding torch Up Collect Body Nozzle Kit WP17 dan WP26; No Brand; -; 15 pcs/set | 1 | Set | IDR | 354050 | 354050 | 2026-05-29 | FIP General | Mochammad Fadhillah Hakim, | FIP Engineering | FIP-DOM-ENG-51404-0000000-INA-000000 | PO Closed | GL2605325 | 2026-04-27 | 2026-04-27 | 2026-05-30
121704176-4 | 121704176 - APPROVED | 4 | P-50286-00 | General - Kabel NYYHY 3 x 1.5mm; SUPREME; -; 1 meter | 100 | Pieces | IDR | 16000 | 1600000 | 2026-05-29 | FIP Engineering | Mochammad Fadhillah Hakim, | FIP Engineering | FIP-DOM-000-11304-OS00001-INA-000000 | PO Closed | GL2605332 | 2026-04-27 | 2026-04-27 | 2026-06-05
121704177-1 | 121704177 - APPROVED | 1 | Q-10154-00 | Kuas Cat Roller uk. 230 mm;No Brand;;pack size per set | 10 | Pieces | IDR | 35000 | 350000 | 2026-05-29 | FIP Engineering | Mochammad Fadhillah Hakim, | FIP Engineering | FIP-DOM-000-11304-OS00001-INA-000000 | PO Closed | GL2605026 | 2026-04-27 | 2026-04-27 | 2026-06-05
121704177-2 | 121704177 - APPROVED | 2 | Q-10510-00 | Junction Box Plastik 12x12x10 cm; ; ; | 1 | Pieces | IDR | 133600 | 133600 | 2026-05-29 | FIP General | Mochammad Fadhillah Hakim, | FIP Engineering | FIP-DOM-ENG-51502-0000000-INA-000000 | PO Closed | GL2605018 | 2026-04-27 | 2026-04-27 | 2026-06-05
121704177-3 | 121704177 - APPROVED | 3 | Q-10724-00 | Semen MU 301 Plester Plus; ; ; | 40 | Unit | IDR | 111550 | 4462000 | 2026-05-29 | FIP Engineering | Mochammad Fadhillah Hakim, | FIP Engineering | FIP-DOM-000-11304-OS00001-INA-000000 | PO Closed |  | 2026-04-27 | 2026-04-27 | 2026-06-05
121704177-4 | 121704177 - APPROVED | 4 | Q-10153-00 | Kuas Cat Roller uk. 110 mm;No Brand;;pack size per set | 10 | Pieces | IDR | 22000 | 220000 | 2026-05-29 | FIP Engineering | Mochammad Fadhillah Hakim, | FIP Engineering | FIP-DOM-000-11304-OS00001-INA-000000 | PO Closed | GL2605026 | 2026-04-27 | 2026-04-27 | 2026-06-05
121704177-5 | 121704177 - APPROVED | 5 | Q-10401-00 | Kuas Cat Uk. 3 inch;Eterna;Tipe 611;pack size per pcs | 5 | Pieces | IDR | 7000 | 35000 | 2026-05-29 | FIP Engineering | Mochammad Fadhillah Hakim, | FIP Engineering | FIP-DOM-000-11304-OS00001-INA-000000 | PO Closed | GL2605026 | 2026-04-27 | 2026-04-27 | 2026-06-05
121704178-1 | 121704178 - APPROVED | 1 | P-19192-00 | General - Magnehelic Pressure Gauges, Model: 2000-250 Pa, Range: 0-250Pa; Dwyer; -; 1 Pc | 1 | Pieces | IDR | 1600000 | 1600000 | 2026-05-29 | FIP Engineering | Mochammad Fadhillah Hakim, | FIP Engineering | FIP-DOM-000-11304-OS00001-INA-000000 | PO Closed | GL2605004 | 2026-04-27 | 2026-04-27 | 2026-05-30
121704179-1 | 121704179 - APPROVED | 1 | P-20754-00 | General - Oring 200 Viton Tebal 5.7 ID 199.3 OD 210.7 mm; Custom; -; 1 pc | 5 | Pieces | IDR | 187500 | 937500 | 2026-05-29 | FIP Engineering | Mochammad Fadhillah Hakim, | FIP Engineering | FIP-DOM-000-11304-OS00001-INA-000000 | PO Closed | GL2605005 | 2026-04-27 | 2026-04-28 | 2026-06-05
121704179-2 | 121704179 - APPROVED | 2 | P-20755-00 | General - Oring 260 Viton Tebal 5.7 ID 259.3 OD 270.7 mm; Custom; -; 1 pc | 10 | Pieces | IDR | 237500 | 2375000 | 2026-05-29 | FIP Engineering | Mochammad Fadhillah Hakim, | FIP Engineering | FIP-DOM-000-11304-OS00001-INA-000000 | PO Closed | GL2605005 | 2026-04-27 | 2026-04-28 | 2026-06-05
121704182-1 | 121704182 - APPROVED | 1 | P-20753-00 | General - Heater Heating Plate; Lokal; 220V+PT100; 1 pc | 1 | Pieces | IDR | 1179288 | 1179288 | 2026-05-29 | FIP Engineering | Mochammad Fadhillah Hakim, | FIP Engineering | FIP-DOM-000-11304-OS00001-INA-000000 | PO Closed | GL2605012 | 2026-04-27 | 2026-04-27 | 2026-09-20
121704192-1 | 121704192 - APPROVED | 1 | S-60002-00 | Jasa Perbaikan dan Pemeliharaan Mesin Utility - Perbaikan Pompa Kondensat dengan modif | 1 | Lot | IDR | 7891000 | 7891000 | 2026-05-08 | FIP General | Mochammad Fadhillah Hakim, | FIP Engineering | FIP-DOM-ENG-51508-0000000-INA-000000 | PO Closed | GL2605014 | 2026-05-04 | 2026-05-05 | 2026-05-20
121704194-1 | 121704194 - APPROVED | 1 | S-60002-00 | Jasa Perbaikan dan Pemeliharaan Mesin Utility - Jasa Pemasangan Flowmeter | 1 | Lot | IDR | 5697800 | 5697800 | 2026-06-05 | FIP General | Mochammad Fadhillah Hakim, | FIP Engineering | FIP-DOM-ENG-51508-0000000-INA-000000 | PO Open | GL2605042 | 2026-05-04 | 2026-05-05 | 2026-07-05
121704196-1 | 121704196 - APPROVED | 1 | O-20040-00 | Mixing Tank Adam MV - Impeller Silicon Carbide SS 316L USM T10; Novaseptic; G10-015; | 1 | Pieces | IDR | 136125000 | 136125000 | 2026-08-07 | FIP Engineering | Mochammad Fadhillah Hakim, | FIP Engineering | FIP-DOM-000-11304-OS00001-INA-000000 | PO Open | GL2605341 | 2026-05-05 | 2026-05-15 | 2026-10-07
121704197-1 | 121704197 - APPROVED | 1 | O-16731-00 | Autoclave Fedegari FVA2/A1 NB2963AT - KIT Ricambi Valv. DN10 ON-OFF FEDEGARI ASIA PTE LTD P/N : KK000301 pc | 5 | Pieces | IDR | 1016000 | 5080000 | 2026-07-10 | FIP Engineering | Mochammad Fadhillah Hakim, | FIP Engineering | FIP-DOM-000-11304-OS00001-INA-000000 | PO Open | GL2607373 | 2026-05-05 | 2026-07-02 | 2026-10-30
121704197-2 | 121704197 - APPROVED | 2 | O-16732-00 | Autoclave Fedegari FVA2/A1 NB2963AT - KIT Ricambi Valv. DN10 ON-OFF FEDEGARI ASIA PTE LTD P/N : KS000025 pc | 10 | Pieces | IDR | 284278 | 2842780 | 2026-07-10 | FIP Engineering | Mochammad Fadhillah Hakim, | FIP Engineering | FIP-DOM-000-11304-OS00001-INA-000000 | PO Open | GL2607373 | 2026-05-05 | 2026-07-02 | 2026-10-30
121704197-3 | 121704197 - APPROVED | 3 | O-17376-00 | Autoclave Fedegari FOF / 6 AC - Kit DN22 Valve Mod; p/n: KK000310; ; ; | 5 | Pieces | IDR | 1737258 | 8686290 | 2026-07-10 | FIP Engineering | Mochammad Fadhillah Hakim, | FIP Engineering | FIP-DOM-000-11304-OS00001-INA-000000 | PO Open | GL2607373 | 2026-05-05 | 2026-07-02 | 2026-10-30
121704197-4 | 121704197 - APPROVED | 4 | O-17393-00 | Autoclave Fedegari FOF / 6 AC - O-Ring 6.02x2.62; p/n. CC150168; ; ; | 10 | Pieces | IDR | 25000 | 250000 | 2026-07-10 | FIP Engineering | Mochammad Fadhillah Hakim, | FIP Engineering | FIP-DOM-000-11304-OS00001-INA-000000 | PO Open | GL2607373 | 2026-05-05 | 2026-07-02 | 2026-10-30
121704197-5 | 121704197 - APPROVED | 5 | O-17395-00 | Autoclave Fedegari FOF / 6 AC - O-Ring 10.78x2.62; p/n. CC150169; ; ; | 10 | Pieces | IDR | 25000 | 250000 | 2026-07-10 | FIP Engineering | Mochammad Fadhillah Hakim, | FIP Engineering | FIP-DOM-000-11304-OS00001-INA-000000 | PO Open | GL2607373 | 2026-05-05 | 2026-07-02 | 2026-10-30
121704197-6 | 121704197 - APPROVED | 6 | O-50697-00 | Autoclave Fedegari FOF / 6 AC - P/N. KK000304-KIT RICAMBI VALV.DN16 ON-OFF | 5 | Pieces | IDR | 1263460 | 6317300 | 2026-07-10 | FIP Engineering | Mochammad Fadhillah Hakim, | FIP Engineering | FIP-DOM-000-11304-OS00001-INA-000000 | PO Open | GL2607373 | 2026-05-05 | 2026-07-02 | 2026-10-30
121704197-8 | 121704197 - APPROVED | 8 | O-52210-00 | Autoclave Fedegari FVA2/A1 NB2963AT - Level Transmitter code 15218 2m p/n: CD050024; ; ; | 2 | Pieces | IDR | 3225900 | 6451800 | 2026-07-10 | FIP Engineering | Mochammad Fadhillah Hakim, | FIP Engineering | FIP-DOM-000-11304-OS00001-INA-000000 | PO Open | GL2607373 | 2026-05-05 | 2026-07-02 | 2026-10-30
121704201-1 | 121704201 - APPROVED | 1 | P-11431-00 | General - Plastic Tubing, PUN-H-8X1,25-BL; Festo; 197385; 1 m | 200 | Meter | IDR | 19903 | 3980600 | 2026-06-05 | FIP Engineering | Mochammad Fadhillah Hakim, | FIP Engineering | FIP-DOM-000-11304-OS00001-INA-000000 | PO Closed | GL2606017 | 2026-05-05 | 2026-05-15 | 2026-07-20
121704202-1 | 121704202 - APPROVED | 1 | O-52878-00 | General - Heat Sink untuk SSR; Fotex; -; 1 Pc | 5 | Pieces | IDR | 135000 | 675000 | 2026-06-05 | FIP Engineering | Mochammad Fadhillah Hakim, | FIP Engineering | FIP-DOM-000-11304-OS00001-INA-000000 | PO Closed | GL2605343 | 2026-05-05 | 2026-05-15 | 2026-07-06
121704203-1 | 121704203 - APPROVED | 1 | P-52663-00 | General - Solid State Relay (SSR) 3-32VDC 24-330VAC 40A; No Brand; -; 1 Pc | 5 | Pieces | IDR | 205000 | 1025000 | 2026-06-05 | FIP Engineering | Mochammad Fadhillah Hakim, | FIP Engineering | FIP-DOM-000-11304-OS00001-INA-000000 | PO Open | GL2606013 | 2026-05-05 | 2026-05-15 | 2026-09-30
121704204-1 | 121704204 - APPROVED | 1 | P-18725-00 | General - Freon R507; Chemours; -; 1 pcs | 3 | Can | IDR | 2250000 | 6750000 | 2026-06-05 | FIP Engineering | Mochammad Fadhillah Hakim, | FIP Engineering | FIP-DOM-000-11304-OS00001-INA-000000 | PO Closed | GL2605338 | 2026-05-05 | 2026-05-15 | 2026-06-30
121704205-1 | 121704205 - APPROVED | 1 | O-53421-00 | General - Analog Input Module 4AI 0-10 VDC, Light Gray; Wago; 750-468; 1 Pc | 2 | Pieces | IDR | 6225180 | 12450360 | 2026-07-10 | FIP Engineering | Mochammad Fadhillah Hakim, | FIP Engineering | FIP-DOM-000-11304-OS00001-INA-000000 | PO Closed | GL2605339 | 2026-05-05 | 2026-05-15 | 2026-07-10
121704206-1 | 121704206 - APPROVED | 1 | O-51967-00 | General - Solid State Relay 3-32 VDC - 330 VAC 25 A; Fotek; SSR 3-32; 1 Pc | 5 | Pieces | IDR | 380000 | 1900000 | 2026-06-05 | FIP Engineering | Mochammad Fadhillah Hakim, | FIP Engineering | FIP-DOM-000-11304-OS00001-INA-000000 | PO Closed | GL2605344 | 2026-05-05 | 2026-05-15 | 2026-07-05
121704207-1 | 121704207 - APPROVED | 1 | P-51706-00 | General - Terminal Block, 4 Pin; No Brand; -; 1 pcs | 4 | Pieces | IDR | 9400 | 37600 | 2026-05-07 | FIP Engineering | Mochammad Fadhillah Hakim, | FIP Engineering | FIP-DOM-000-11304-OS00001-INA-000000 | PO Closed | GL2605338 | 2026-05-05 | 2026-05-15 | 2026-06-30
121704207-2 | 121704207 - APPROVED | 2 | P-53293-00 | General - Lampu Emergency TL LED 16W Waterproof IP65; Briliant; -; 1 pc | 15 | Pieces | IDR | 481000 | 7215000 | 2026-05-07 | FIP Engineering | Mochammad Fadhillah Hakim, | FIP Engineering | FIP-DOM-000-11304-OS00001-INA-000000 | PO Closed | GL2605338 | 2026-05-05 | 2026-05-15 | 2026-06-30
121704208-1 | 121704208 - APPROVED | 1 | P-14955-00 | Straight Union KQ2H04-00A; ; ; | 4 | Pieces | IDR | 29000 | 116000 | 2026-06-05 | FIP Engineering | Mochammad Fadhillah Hakim, | FIP Engineering | FIP-DOM-000-11304-OS00001-INA-000000 | PO Closed | GL2605030 | 2026-05-05 | 2026-05-15 | 2026-06-20
121704209-1 | 121704209 - APPROVED | 1 | P-18140-00 | General - Sanitary Diaphragma Pressure Gauge Membrane Conn. Ferrule 1.5 inch Center Back SS 316 0 s/d 10 bar; SPV; -; 1 Pc | 2 | Pieces | IDR | 1621620 | 3243240 | 2026-06-05 | FIP Engineering | Mochammad Fadhillah Hakim, | FIP Engineering | FIP-DOM-000-11304-OS00001-INA-000000 | PO Open | GL2605044 | 2026-05-05 | 2026-05-15 | 2026-09-04
121704210-1 | 121704210 - APPROVED | 1 | Q-10128-00 | Thinner Super End/Impala @ 1 Liter | 10 | Pieces | IDR | 37500 | 375000 | 2026-06-05 | FIP Engineering | Mochammad Fadhillah Hakim, | FIP Engineering | FIP-DOM-000-11304-OS00001-INA-000000 | PO Closed | GL2606003 | 2026-05-05 | 2026-05-15 | 2026-06-19
121704211-1 | 121704211 - APPROVED | 1 | S-60050-00 | Jasa Perbaikan dan Pemeliharaan Mesin Produksi; ; ; - Tolls Wash Lance Washing Reorder GL2506028 | 1 | Pieces | IDR | 2500000 | 2500000 | 2026-06-05 | FIP General | Mochammad Fadhillah Hakim, | FIP Engineering | FIP-DOM-ENG-51504-0000000-INA-000000 | PO Open | GL2605041 | 2026-05-05 | 2026-05-15 | 2026-06-30
121704212-1 | 121704212 - APPROVED | 1 | P-54218-00 | General - Vertical Float Level Switch; Wingel; VSS-2FJ-S4-L720-FS45-HT; 1 Pc | 2 | Pieces | IDR | 4500000 | 9000000 | 2026-06-19 | FIP Engineering | Mochammad Fadhillah Hakim, | FIP Engineering | FIP-DOM-000-11304-OS00001-INA-000000 | PO Closed | GL2605028 | 2026-05-05 | 2026-05-15 | 2026-06-20
121704213-1 | 121704213 - APPROVED | 1 | P-17361-00 | General - O-ring EPDM 15 x 9 x 3 mm; No Brand; -; 1 pc | 13 | Pieces | IDR | 25000 | 325000 | 2026-06-05 | FIP Engineering | Mochammad Fadhillah Hakim, | FIP Engineering | FIP-DOM-000-11304-OS00001-INA-000000 | PO Closed | GL2605337 | 2026-05-05 | 2026-05-08 | 2026-06-20
121704214-1 | 121704214 - APPROVED | 1 | P-52590-00 | General - Heater Ducting Dia. 11.2 x 300mm 220V 5000W; No Brand; -; 1 Pc | 3 | Pieces | IDR | 1000000 | 3000000 | 2026-06-05 | FIP Engineering | Mochammad Fadhillah Hakim, | FIP Engineering | FIP-DOM-000-11304-OS00001-INA-000000 | PO Closed | GL2605027 | 2026-05-05 | 2026-05-08 | 2026-06-20
121704215-1 | 121704215 - APPROVED | 1 | O-53392-00 | General - Safety Sensor 250mA, 3VA/W,100 VAC/DC,M12 x 1 K-ST; Schmersal; BNS 120-11Z; 1 Pc | 2 | Pieces | IDR | 1850000 | 3700000 | 2026-06-05 | FIP Engineering | Mochammad Fadhillah Hakim, | FIP Engineering | FIP-DOM-000-11304-OS00001-INA-000000 | PO Closed | GL2605339 | 2026-05-05 | 2026-05-08 | 2026-07-10
121704226-1 | 121704226 - APPROVED | 1 | Q-90000-00 | Building Maintenance Pure Expense;;; - Pembuatan Man Hole Gorong Gorong | 1 | Unit | IDR | 33000000 | 33000000 | 2026-06-12 | FIP General | Mochammad Fadhillah Hakim, | FIP Engineering | FIP-DOM-ENG-51502-0000000-INA-000000 | PO Closed | GL2606006 | 2026-05-12 | 2026-05-19 | 2026-07-31
121704234-1 | 121704234 - APPROVED | 1 | Q-60503-00 | Silicone Sealant;Silglaze;Type N10 Grey;pack size per pcs | 25 | Pieces | IDR | 41000 | 1025000 | 2026-06-18 | FIP Engineering | Mochammad Fadhillah Hakim, | FIP Engineering | FIP-DOM-000-11304-OS00001-INA-000000 | PO Closed | GL2606005 | 2026-05-18 | 2026-05-19 | 2026-06-19
121704234-2 | 121704234 - APPROVED | 2 | S-46129-00 | Plastik Wrap Roll, Size 50 x 200 cm x 17 micron; no brand; ; pack size per roll | 20 | Roll | IDR | 43800 | 876000 | 2026-06-18 | FIP General | Mochammad Fadhillah Hakim, | FIP Engineering | FIP-DOM-ENG-51404-0000000-INA-000000 | PO Closed | GL2605334 | 2026-05-18 | 2026-05-19 | 2026-06-26
121704234-3 | 121704234 - APPROVED | 3 | S-46525-00 | Jolly Box ; JX-3 No. 300; Lion Star; ; | 96 | Pieces | IDR | 44850 | 4305600 | 2026-06-18 | FIP General | Mochammad Fadhillah Hakim, | FIP Engineering | FIP-DOM-ENG-51404-0000000-INA-000000 | PO Closed | GL2606039 | 2026-05-18 | 2026-05-19 | 2026-07-10
121704234-4 | 121704234 - APPROVED | 4 | P-11694-00 | General - Mata Gerinda 4inch; No Brand; -; 1 pcs | 3 | Pieces | IDR | 76000 | 228000 | 2026-06-18 | FIP General | Mochammad Fadhillah Hakim, | FIP Engineering | FIP-DOM-ENG-51404-0000000-INA-000000 | PO Closed | GL2605338 | 2026-05-18 | 2026-05-19 | 2026-06-30
121704234-5 | 121704234 - APPROVED | 5 | S-40036-00 | Container/Box dgn Handle CLARIS Type Q-BIC 1058 | 11 | Pieces | IDR | 165000 | 1815000 | 2026-06-18 | FIP General | Mochammad Fadhillah Hakim, | FIP Engineering | FIP-DOM-ENG-51404-0000000-INA-000000 | PO Closed | GL2606039 | 2026-05-18 | 2026-05-19 | 2026-07-10
121704245-1 | 121704245 - APPROVED | 1 | O-53620-00 | Filling VFM100 - Connection Cable 3m Female Connector, Straight Sensor End, 12-pin; Steriline; 25316410; 1 pc | 5 | Pieces | IDR | 5150988 | 25754940 | 2026-07-24 | FIP Engineering | Mochammad Fadhillah Hakim, | FIP Engineering | FIP-DOM-000-11304-OS00001-INA-000000 | PO Open | GL2606027 | 2026-05-21 | 2026-05-22 | 2026-09-24
121704266-1 | 121704266 - APPROVED | 1 | R-20024-00 | Machine Equipment; ; ; - Tray Kabel untuk mesin CRABS, CLU dan FD baru - Tray Kabel untuk mesin CRABS, CLU dan FD baru | 1 | Unit | IDR | 74608000 | 74608000 | 2026-07-03 | FIP General | Mochammad Fadhillah Hakim, | FIP Engineering | FIP-DOM-PRJ-13404-MC26022-INA-000000 | PO Open | GL2606018 | 2026-06-03 | 2026-06-03
121704270-1 | 121704270 - APPROVED | 1 | P-50283-00 | General - Kabel NYMHY 3 x 1.5mm; SUPREME; -; 1 meter | 100 | Pieces | IDR | 30000 | 3000000 | 2026-07-03 | FIP Engineering | Mochammad Fadhillah Hakim, | FIP Engineering | FIP-DOM-000-11304-OS00001-INA-000000 | PO Closed | GL2606354 | 2026-06-03 | 2026-06-03 | 2026-07-03
121704271-1 | 121704271 - APPROVED | 1 | S-40039-00 | Container/Box Plastik NEXIS 70 liter (77x42x32) Type 1022 | 10 | Pieces | IDR | 310000 | 3100000 | 2026-07-03 | FIP General | Mochammad Fadhillah Hakim, | FIP Engineering | FIP-DOM-ENG-51404-0000000-INA-000000 | PO Closed | GL2606039 | 2026-06-03 | 2026-06-03 | 2026-07-10
121704274-1 | 121704274 - APPROVED | 1 | O-18055-00 | Robot Casepacker - Suction cup; VB17. single below; diameter Cup 17 mm; Vmeca; -; 1 Pc | 40 | Pieces | IDR | 172000 | 6880000 | 2026-07-03 | FIP Engineering | Mochammad Fadhillah Hakim, | FIP Engineering | FIP-DOM-000-11304-OS00001-INA-000000 | PO Closed | GL2606351 | 2026-06-03 | 2026-06-03 | 2026-07-20
121704276-1 | 121704276 - APPROVED | 1 | Q-90000-00 | Building Maintenance Pure Expense - Repair Rak WH Miring | 1 | Unit | IDR | 9500000 | 9500000 | 2026-07-03 | FIP General | Mochammad Fadhillah Hakim, | FIP Engineering | FIP-DOM-ENG-51502-0000000-INA-000000 | PO Open | GL2607023 | 2026-06-03 | 2026-06-03 | 2026-08-14
121704277-1 | 121704277 - APPROVED | 1 | S-60002-00 | Jasa Perbaikan dan Pemeliharaan Mesin Utility - Perbaikan Pipa Kondensat yang Bocor | 1 | Lot | IDR | 14406600 | 14406600 | 2026-07-03 | FIP General | Mochammad Fadhillah Hakim, | FIP Engineering | FIP-DOM-ENG-51508-0000000-INA-000000 | PO Open | GL2606015 | 2026-06-03 | 2026-06-03 | 2026-07-03
121704280-1 | 121704280 - APPROVED | 1 | T-80635-00 | Kertas HVS Putih A4 70 gram; | 15 | Rim | IDR | 33000 | 495000 | 2026-07-03 | FIP General | Mochammad Fadhillah Hakim, | FIP Engineering | FIP-DOM-ENG-51411-0000000-INA-000000 | PO Closed | GL2606345 | 2026-06-03 | 2026-06-05 | 2026-06-25
121704292-1 | 121704292 - APPROVED | 1 | S-60002-00 | Jasa Perbaikan dan Pemeliharaan Mesin Utility - Perbaikan Board untuk WICC | 1 | Lot | IDR | 1545003 | 1545003 | 2026-07-10 | FIP General | Mochammad Fadhillah Hakim, | FIP Engineering | FIP-DOM-ENG-51508-0000000-INA-000000 | PO Closed | GL2607001 | 2026-06-05 | 2026-06-05 | 2026-07-30
121704296-1 | 121704296 - APPROVED | 1 | O-20751-00 | Marchesini MA155 - Roller Gripper Cartoning Uk. 13x6x6mm; Custom/Lokal; -; 1 Pc | 30 | Pieces | IDR | 55000 | 1650000 | 2026-07-10 | FIP Engineering | Mochammad Fadhillah Hakim, | FIP Engineering | FIP-DOM-000-11304-OS00001-INA-000000 | PO Closed | GL2607356 | 2026-06-08 | 2026-06-11 | 2026-08-10
121704306-1 | 121704306 - APPROVED | 1 | R-20024-00 | Machine Equipment; ; ; - Backlight LED Std.110x140, white, narrow edge 95-220131-00 | 1 | Unit | IDR | 74000000 | 74000000 | 2026-08-14 | FIP General | Mochammad Fadhillah Hakim, | FIP Engineering | FIP-DOM-ENG-13404-MC26006-INA-000000 | PO Open | GL2607036 | 2026-06-11 | 2026-06-22 | 2026-11-17
121704306-2 | 121704306 - APPROVED | 2 | R-20024-00 | Machine Equipment; ; ; - Backlight LED Std.110x140, white, narrow edge 95-220131-00 | 1 | Unit | IDR | 74000000 | 74000000 | 2026-08-14 | FIP General | Mochammad Fadhillah Hakim, | FIP Engineering | FIP-DOM-ENG-13404-MC26007-INA-000000 | PO Open | GL2607036 | 2026-06-11 | 2026-06-22 | 2026-11-17
121704306-3 | 121704306 - APPROVED | 3 | R-20024-00 | Machine Equipment; ; ; - Backlight LED Part.140x110, white, narrow edge 95-220132-10 | 1 | Unit | IDR | 162000000 | 162000000 | 2026-08-14 | FIP General | Mochammad Fadhillah Hakim, | FIP Engineering | FIP-DOM-ENG-13404-MC26003-INA-000000 | PO Open | GL2607036 | 2026-06-11 | 2026-06-22 | 2026-11-17
121704308-1 | 121704308 - APPROVED | 1 | P-54627-00 | General - Solenoid Valve Welded EVR3 1/4 Inch; Danfoss; -; 1 pc | 1 | Pieces | IDR | 1100000 | 1100000 | 2026-07-17 | FIP Engineering | Mochammad Fadhillah Hakim, | FIP Engineering | FIP-DOM-000-11304-OS00001-INA-000000 | PO Closed | GL2606354 | 2026-06-11 | 2026-06-11 | 2026-07-17
121704308-2 | 121704308 - APPROVED | 2 | P-54628-00 | General - Solenoid Coil 018F6282 220V; No Brand; -; 1 pc | 1 | Pieces | IDR | 562500 | 562500 | 2026-07-17 | FIP Engineering | Mochammad Fadhillah Hakim, | FIP Engineering | FIP-DOM-000-11304-OS00001-INA-000000 | PO Closed | GL2606354 | 2026-06-11 | 2026-06-11 | 2026-07-17
121704308-3 | 121704308 - APPROVED | 3 | P-19065-00 | General - Filter Dryer; Emerson; EK-052; 1 pcs | 1 | Pieces | IDR | 185000 | 185000 | 2026-07-17 | FIP Engineering | Mochammad Fadhillah Hakim, | FIP Engineering | FIP-DOM-000-11304-OS00001-INA-000000 | PO Closed | GL2606354 | 2026-06-11 | 2026-06-11 | 2026-07-17
121704314-1 | 121704314 - APPROVED | 1 | R-20024-00 | Machine Equipment; ; ; - Baut tanpa kepala M4 x 20 mm SS - Baut tanpa kepala M4 x 20 mm SS | 100 | Unit | IDR | 1820 | 182000 | 2026-07-17 | FIP General | Mochammad Fadhillah Hakim, | FIP Engineering | FIP-DOM-PRJ-13404-MC26022-INA-000000 | PO Closed | GL2606042 | 2026-06-15 | 2026-06-15 | 2026-07-24
121704314-2 | 121704314 - APPROVED | 2 | R-20024-00 | Machine Equipment; ; ; - Baut tanpa kepala M5 x 20 mm SS - Baut tanpa kepala M5 x 20 mm SS | 100 | Unit | IDR | 2080 | 208000 | 2026-07-17 | FIP General | Mochammad Fadhillah Hakim, | FIP Engineering | FIP-DOM-PRJ-13404-MC26022-INA-000000 | PO Closed | GL2606042 | 2026-06-15 | 2026-06-15 | 2026-07-24
121704314-3 | 121704314 - APPROVED | 3 | R-20024-00 | Machine Equipment; ; ; - Baut tanpa kepala M6 x 20 mm SS - Baut tanpa kepala M6 x 20 mm SS | 100 | Unit | IDR | 2470 | 247000 | 2026-07-17 | FIP General | Mochammad Fadhillah Hakim, | FIP Engineering | FIP-DOM-PRJ-13404-MC26022-INA-000000 | PO Closed | GL2606042 | 2026-06-15 | 2026-06-15 | 2026-07-24
121704314-4 | 121704314 - APPROVED | 4 | R-20024-00 | Machine Equipment; ; ; - Baut tanpa kepala M8 x 20 mm SS - Baut tanpa kepala M8 x 20 mm SS | 100 | Unit | IDR | 2990 | 299000 | 2026-07-17 | FIP General | Mochammad Fadhillah Hakim, | FIP Engineering | FIP-DOM-PRJ-13404-MC26022-INA-000000 | PO Closed | GL2606042 | 2026-06-15 | 2026-06-15 | 2026-07-24
121704314-5 | 121704314 - APPROVED | 5 | R-20024-00 | Machine Equipment; ; ; - Mur + Ring + Ring per M4 SS - Mur + Ring + Ring per M4 SS | 100 | Unit | IDR | 1820 | 182000 | 2026-07-17 | FIP General | Mochammad Fadhillah Hakim, | FIP Engineering | FIP-DOM-PRJ-13404-MC26022-INA-000000 | PO Closed | GL2606042 | 2026-06-15 | 2026-06-15 | 2026-07-24
121704314-6 | 121704314 - APPROVED | 6 | R-20024-00 | Machine Equipment; ; ; - Mur + Ring + Ring per M5 SS - Mur + Ring + Ring per M5 SS | 100 | Unit | IDR | 2080 | 208000 | 2026-07-17 | FIP General | Mochammad Fadhillah Hakim, | FIP Engineering | FIP-DOM-PRJ-13404-MC26022-INA-000000 | PO Closed | GL2606042 | 2026-06-15 | 2026-06-15 | 2026-07-24
121704314-7 | 121704314 - APPROVED | 7 | R-20024-00 | Machine Equipment; ; ; - Mur + Ring + Ring per M6 SS - Mur + Ring + Ring per M6 SS | 100 | Unit | IDR | 2340 | 234000 | 2026-07-17 | FIP General | Mochammad Fadhillah Hakim, | FIP Engineering | FIP-DOM-PRJ-13404-MC26022-INA-000000 | PO Closed | GL2606042 | 2026-06-15 | 2026-06-15 | 2026-07-24
121704314-8 | 121704314 - APPROVED | 8 | R-20024-00 | Machine Equipment; ; ; - Mur + Ring + Ring per M8 SS - Mur + Ring + Ring per M8 SS | 100 | Unit | IDR | 2600 | 260000 | 2026-07-17 | FIP General | Mochammad Fadhillah Hakim, | FIP Engineering | FIP-DOM-PRJ-13404-MC26022-INA-000000 | PO Closed | GL2606042 | 2026-06-15 | 2026-06-15 | 2026-07-24
121704314-9 | 121704314 - APPROVED | 9 | R-20024-00 | Machine Equipment; ; ; - Besi UNP 100x50x5mm, 6 meter - Besi UNP 100x50x5mm, 6 meter | 3 | Unit | IDR | 877500 | 2632500 | 2026-07-17 | FIP General | Mochammad Fadhillah Hakim, | FIP Engineering | FIP-DOM-PRJ-13404-MC26022-INA-000000 | PO Closed | GL2606043 | 2026-06-15 | 2026-06-15 | 2026-07-24
121704314-10 | 121704314 - APPROVED | 10 | R-20024-00 | Machine Equipment; ; ; - Besi UNP 150x75x5.5, 6 meter - Besi UNP 150x75x5.5, 6 meter | 1 | Unit | IDR | 1820000 | 1820000 | 2026-07-17 | FIP General | Mochammad Fadhillah Hakim, | FIP Engineering | FIP-DOM-PRJ-13404-MC26022-INA-000000 | PO Closed | GL2606043 | 2026-06-15 | 2026-06-15 | 2026-07-24
121704314-11 | 121704314 - APPROVED | 11 | R-20024-00 | Machine Equipment; ; ; - Gerinda Potong besar - Gerinda Potong besar | 5 | Unit | IDR | 87750 | 438750 | 2026-07-17 | FIP General | Mochammad Fadhillah Hakim, | FIP Engineering | FIP-DOM-PRJ-13404-MC26022-INA-000000 | PO Closed | GL2606042 | 2026-06-15 | 2026-06-15 | 2026-07-24
121704314-12 | 121704314 - APPROVED | 12 | R-20024-00 | Machine Equipment; ; ; - Gerinda Potong 4 inch - Gerinda Potong 4 inch | 2 | Unit | IDR | 13500 | 27000 | 2026-07-17 | FIP General | Mochammad Fadhillah Hakim, | FIP Engineering | FIP-DOM-PRJ-13404-MC26022-INA-000000 | PO Closed | GL2606042 | 2026-06-15 | 2026-06-15 | 2026-07-24
121704314-13 | 121704314 - APPROVED | 13 | R-20024-00 | Machine Equipment; ; ; - Gerinda Poles 4 inch - Gerinda Poles 4 inch | 2 | Unit | IDR | 13500 | 27000 | 2026-07-17 | FIP General | Mochammad Fadhillah Hakim, | FIP Engineering | FIP-DOM-PRJ-13404-MC26022-INA-000000 | PO Closed | GL2606043 | 2026-06-15 | 2026-06-15 | 2026-07-24
121704317-1 | 121704317 - APPROVED | 1 | S-60002-00 | Jasa Perbaikan dan Pemeliharaan Mesin Utility - Perbaikan Pompa Kondensat dan juga Air Hujan plus modif | 1 | Lot | IDR | 10941000 | 10941000 | 2026-07-17 | FIP General | Mochammad Fadhillah Hakim, | FIP Engineering | FIP-DOM-ENG-51508-0000000-INA-000000 | PO Closed | GL2607017 | 2026-06-17 | 2026-07-02
121704325-1 | 121704325 - APPROVED | 1 | R-20024-00 | Machine Equipment; ; ; - Mesin LAS Inverter TIG-200P WEIRO - Mesin LAS Inverter TIG-200P WEIRO | 1 | Unit | IDR | 12500000 | 12500000 | 2026-07-24 | FIP General | Mochammad Fadhillah Hakim, | FIP Engineering | FIP-DOM-PRJ-13404-MC26022-INA-000000 | PO Closed | GL2606043 | 2026-06-19 | 2026-06-19 | 2026-07-24
121704325-2 | 121704325 - APPROVED | 2 | R-20024-00 | Machine Equipment; ; ; - Gear Troly 2 Ton Brand TOYO - Gear Troly 2 Ton Brand TOYO | 1 | Unit | IDR | 2600000 | 2600000 | 2026-07-24 | FIP General | Mochammad Fadhillah Hakim, | FIP Engineering | FIP-DOM-PRJ-13404-MC26022-INA-000000 | PO Closed | GL2606042 | 2026-06-19 | 2026-06-19 | 2026-07-24
121704325-3 | 121704325 - APPROVED | 3 | R-20024-00 | Machine Equipment; ; ; - Shackle 20 mm Galvanies - Shackle 20 mm Galvanies | 4 | Unit | IDR | 39000 | 156000 | 2026-07-24 | FIP General | Mochammad Fadhillah Hakim, | FIP Engineering | FIP-DOM-PRJ-13404-MC26022-INA-000000 | PO Closed | GL2606043 | 2026-06-19 | 2026-06-19 | 2026-07-24
121704325-4 | 121704325 - APPROVED | 4 | R-20024-00 | Machine Equipment; ; ; - Shackle 25 mm Galvanies - Shackle 25 mm Galvanies | 4 | Unit | IDR | 78000 | 312000 | 2026-07-24 | FIP General | Mochammad Fadhillah Hakim, | FIP Engineering | FIP-DOM-PRJ-13404-MC26022-INA-000000 | PO Closed | GL2606042 | 2026-06-19 | 2026-06-19 | 2026-07-24
121704325-5 | 121704325 - APPROVED | 5 | R-20024-00 | Machine Equipment; ; ; - Webbing 2 Ton 3 meter - Webbing 2 Ton 3 meter | 2 | Unit | IDR | 611000 | 1222000 | 2026-07-24 | FIP General | Mochammad Fadhillah Hakim, | FIP Engineering | FIP-DOM-PRJ-13404-MC26022-INA-000000 | PO Closed | GL2606042 | 2026-06-19 | 2026-06-19 | 2026-07-24
121704326-2 | 121704326 - APPROVED | 2 | R-20024-00 | Machine Equipment; ; ; - 3 Mata Bore Komplit - 3 Mata Bore Komplit - 3 Mata Bore Komplit - 3 Mata Bore Komplit | 1 | Unit | IDR | 2625000 | 2625000 | 2026-07-24 | FIP General | Mochammad Fadhillah Hakim, | FIP Engineering | FIP-DOM-PRJ-13404-MC26022-INA-000000 | PO Open | GL2606042 | 2026-06-19 | 2026-06-19 | 2026-08-10
121704326-3 | 121704326 - APPROVED | 3 | R-20024-00 | Machine Equipment; ; ; - Hole saw Uk 15 mm - Hole saw Uk 15 mm - Hole saw Uk 15 mm - Hole saw Uk 15 mm | 2 | Unit | IDR | 74250 | 148500 | 2026-07-24 | FIP General | Mochammad Fadhillah Hakim, | FIP Engineering | FIP-DOM-PRJ-13404-MC26022-INA-000000 | PO Closed | GL2606042 | 2026-06-19 | 2026-06-19 | 2026-07-24
121704326-4 | 121704326 - APPROVED | 4 | R-20024-00 | Machine Equipment; ; ; - Hole saw Uk 18 mm - Hole saw Uk 18 mm - Hole saw Uk 18 mm - Hole saw Uk 18 mm | 2 | Unit | IDR | 77550 | 155100 | 2026-07-24 | FIP General | Mochammad Fadhillah Hakim, | FIP Engineering | FIP-DOM-PRJ-13404-MC26022-INA-000000 | PO Closed | GL2606042 | 2026-06-19 | 2026-06-19 | 2026-07-24
121704326-5 | 121704326 - APPROVED | 5 | R-20024-00 | Machine Equipment; ; ; - Hole saw Uk 20 mm - Hole saw Uk 20 mm - Hole saw Uk 20 mm - Hole saw Uk 20 mm | 2 | Unit | IDR | 90750 | 181500 | 2026-07-24 | FIP General | Mochammad Fadhillah Hakim, | FIP Engineering | FIP-DOM-PRJ-13404-MC26022-INA-000000 | PO Closed | GL2606042 | 2026-06-19 | 2026-06-19 | 2026-07-24
121704326-6 | 121704326 - APPROVED | 6 | R-20024-00 | Machine Equipment; ; ; - Hole saw Uk 22 mm - Hole saw Uk 22 mm - Hole saw Uk 22 mm - Hole saw Uk 22 mm | 2 | Unit | IDR | 103950 | 207900 | 2026-07-24 | FIP General | Mochammad Fadhillah Hakim, | FIP Engineering | FIP-DOM-PRJ-13404-MC26022-INA-000000 | PO Closed | GL2606042 | 2026-06-19 | 2026-06-19 | 2026-07-24
121704326-7 | 121704326 - APPROVED | 7 | R-20024-00 | Machine Equipment; ; ; - Hole saw Uk 25 mm - Hole saw Uk 25 mm - Hole saw Uk 25 mm - Hole saw Uk 25 mm | 2 | Unit | IDR | 115500 | 231000 | 2026-07-24 | FIP General | Mochammad Fadhillah Hakim, | FIP Engineering | FIP-DOM-PRJ-13404-MC26022-INA-000000 | PO Closed | GL2606042 | 2026-06-19 | 2026-06-19 | 2026-07-24
121704333-1 | 121704333 - APPROVED | 1 | O-53635-00 | Marchesini MA155 - Inverter 1/N/PE AC 230/240V 0,37KW; Lenze; E84AVSCE3712SX0; 1 Pc | 2 | Pieces | IDR | 7183000 | 14366000 | 2026-08-28 | FIP Engineering | Mochammad Fadhillah Hakim, | FIP Engineering | FIP-DOM-000-11304-OS00001-INA-000000 | PO Open | GL2607030 | 2026-06-22 | 2026-06-24 | 2026-08-28
121704338-1 | 121704338 - APPROVED | 1 | O-21611-00 | Tabletting S250W - Cover Punch Hidrolik OD.30xID.20x54mm, Mat. Silicon Biru; Custom/Lokal; -; 1 Pc | 25 | Pieces | IDR | 275000 | 6875000 | 2026-07-24 | FIP Engineering | Mochammad Fadhillah Hakim, | FIP Engineering | FIP-DOM-000-11304-OS00001-INA-000000 | PO Open | GL2608404 | 2026-06-23 | 2026-07-20 | 2026-09-24
121704340-1 | 121704340 - APPROVED | 1 | O-54159-00 | General - Spare actuator 625; DN 20 normally close (NC); Gemu; 9625 10M 11/N; 1 Pc | 4 | Pieces | IDR | 4200000 | 16800000 | 2026-07-24 | FIP Engineering | Mochammad Fadhillah Hakim, | FIP Engineering | FIP-DOM-000-11304-OS00001-INA-000000 | PO Closed | GL2607375 | 2026-06-24 | 2026-06-24 | 2026-08-28
121704346-1 | 121704346 - APPROVED | 1 | S-60002-00 | Jasa Perbaikan dan Pemeliharaan Mesin Utility - Perbaikan Battery Parcount | 1 | Lot | IDR | 21847852 | 21847852 | 2026-07-31 | FIP General | Mochammad Fadhillah Hakim, | FIP Engineering | FIP-DOM-ENG-51508-0000000-INA-000000 | PO Closed | GL2607021 | 2026-06-25 | 2026-06-25 | 2026-08-31
121704357-1 | 121704357 - APPROVED | 1 | O-21473-00 | Washing RAR4 - Shaft Pusher Washing Ukuran 10 x 14 x 52 mm, Mat. SUS304; Custom/Lokal; -; 1 Pc | 1 | Pieces | IDR | 975000 | 975000 | 2026-07-31 | FIP Engineering | Mochammad Fadhillah Hakim, | FIP Engineering | FIP-DOM-000-11304-OS00001-INA-000000 | PO Open | GL2607372 | 2026-06-30 | 2026-07-01 | 2026-08-31
121704358-1 | 121704358 - APPROVED | 1 | P-20847-00 | General - Bearing R4-2RS; EZO; -; 1 pc | 20 | Pieces | IDR | 18500 | 370000 | 2026-07-31 | FIP Engineering | Mochammad Fadhillah Hakim, | FIP Engineering | FIP-DOM-000-11304-OS00001-INA-000000 | PO Closed | GL2607382 | 2026-06-30 | 2026-07-01 | 2026-08-30
121704359-1 | 121704359 - APPROVED | 1 | S-13096-00 | Sodium Hydroxide (NaOH) Flake; Tjiwi; ; 25 kg per zak | 1 | Pack | IDR | 500000 | 500000 | 2026-07-31 | FIP General | Mochammad Fadhillah Hakim, | FIP Engineering | FIP-DOM-ENG-51504-0000000-INA-000000 | PO Open | GL2608040 | 2026-06-30 | 2026-07-01 | 2026-09-18
121704359-2 | 121704359 - APPROVED | 2 | P-17645-00 | Chemical - Sodium Hiphoclorite; No Brand; -; 1 Liter | 350 | Liter | IDR | 6300 | 2205000 | 2026-07-31 | FIP Engineering | Mochammad Fadhillah Hakim, | FIP Engineering | FIP-DOM-000-11304-OS00001-INA-000000 | PO Closed | GL2607360 | 2026-06-30 | 2026-07-01 | 2026-07-31
121704359-3 | 121704359 - APPROVED | 3 | P-17645-00 | Chemical - Sodium Hiphoclorite; No Brand; -; 1 Liter | 350 | Liter | IDR | 6300 | 2205000 | 2026-10-30 | FIP Engineering | Mochammad Fadhillah Hakim, | FIP Engineering | FIP-DOM-000-11304-OS00001-INA-000000 | PO Open | GL2607360 | 2026-06-30 | 2026-07-01 | 2026-10-30
121704359-4 | 121704359 - APPROVED | 4 | P-17645-00 | Chemical - Sodium Hiphoclorite; No Brand; -; 1 Liter | 350 | Liter | IDR | 6300 | 2205000 | 2027-01-29 | FIP Engineering | Mochammad Fadhillah Hakim, | FIP Engineering | FIP-DOM-000-11304-OS00001-INA-000000 | PO Open | GL2607360 | 2026-06-30 | 2026-07-01 | 2027-01-29
121704359-5 | 121704359 - APPROVED | 5 | P-17645-00 | Chemical - Sodium Hiphoclorite; No Brand; -; 1 Liter | 350 | Liter | IDR | 6300 | 2205000 | 2027-04-30 | FIP Engineering | Mochammad Fadhillah Hakim, | FIP Engineering | FIP-DOM-000-11304-OS00001-INA-000000 | PO Open | GL2607360 | 2026-06-30 | 2026-07-01 | 2027-04-30
121704359-6 | 121704359 - APPROVED | 6 | P-12830-00 | Sodium metabisulfit | 3 | Pieces | IDR | 550000 | 1650000 | 2027-01-01 | FIP Engineering | Mochammad Fadhillah Hakim, | FIP Engineering | FIP-DOM-000-11304-OS00001-INA-000000 | PO Closed | GL2607027 | 2026-06-30 | 2026-07-01 | 2026-08-07
121704359-7 | 121704359 - APPROVED | 7 | P-12830-00 | Sodium metabisulfit | 3 | Pieces | IDR | 550000 | 1650000 | 2026-07-02 | FIP Engineering | Mochammad Fadhillah Hakim, | FIP Engineering | FIP-DOM-000-11304-OS00001-INA-000000 | PO Open | GL2608019 | 2026-06-30 | 2026-07-01 | 2026-09-30
121704360-1 | 121704360 - APPROVED | 1 | P-14244-00 | General - UV Lamp SD55-320W; Hanovia; 130071-0320-C; 1 pc | 2 | Pieces | IDR | 24000000 | 48000000 | 2026-09-25 | FIP Engineering | Mochammad Fadhillah Hakim, | FIP Engineering | FIP-DOM-000-11304-OS00001-INA-000000 | PO Open | GL2608046 | 2026-06-30 | 2026-08-10 | 2026-11-10
121704361-1 | 121704361 - APPROVED | 1 | O-20626-00 | General - Spare Actuator for type 612 Size DN 10 - DN 20 (Seat Site MG 10); GEMU; 9612 10M 01TS; 1 Pc | 2 | Pieces | IDR | 2700000 | 5400000 | 2026-08-28 | FIP Engineering | Mochammad Fadhillah Hakim, | FIP Engineering | FIP-DOM-000-11304-OS00001-INA-000000 | PO Closed | GL2607375 | 2026-06-30 | 2026-07-02 | 2026-08-28
121704362-1 | 121704362 - APPROVED | 1 | Q-70040-00 | Tang Potong ukuran 6 inch, Merk : Tekiro; ; ; | 2 | Pieces | IDR | 65000 | 130000 | 2026-07-31 | FIP General | Mochammad Fadhillah Hakim, | FIP Engineering | FIP-DOM-ENG-51404-0000000-INA-000000 | PO Open | GL2609003 | 2026-06-30 | 2026-07-01 | 2026-09-21
121704363-1 | 121704363 - APPROVED | 1 | O-12868-00 | General - Emflon PFR membrane filter cartridge, 0.2 um sterilizing grade, 5-inch length, double-o-ring (silicone) with bayonet lock and flat end; Pall; AB05PFR2PVH4; 1 pcs | 2 | Pieces | IDR | 4550000 | 9100000 | 2026-08-28 | FIP Engineering | Mochammad Fadhillah Hakim, | FIP Engineering | FIP-DOM-000-11304-OS00001-INA-000000 | PO Open | GL2607374 | 2026-06-30 | 2026-07-01 | 2026-08-28
121704363-2 | 121704363 - APPROVED | 2 | P-16972-00 | Vent Filter HE Press 6.5 bar, temp. 40C ; Brand : NOVASIP ( PALL ) ; P/N : C3PFRPI , IT09556493 ; Pack Size : pcs | 2 | Unit | IDR | 5650000 | 11300000 | 2026-08-28 | FIP Engineering | Mochammad Fadhillah Hakim, | FIP Engineering | FIP-DOM-000-11304-OS00001-INA-000000 | PO Closed | GL2607362 | 2026-06-30 | 2026-07-01 | 2026-08-30
121704363-3 | 121704363 - APPROVED | 3 | O-11287-00 | IMA F200 Filling Machine - Pall Mini Kleenpak Capsules with Supor EKV Membrane, Filter Capsule 4,1"/0,2 um/0,02 m2/Hydrophilic PVDF/code2/0,25-0,5" hose barb; Pall; KA02DFLP8G; 1 pcs | 2 | Pieces | IDR | 3450000 | 6900000 | 2026-08-28 | FIP Engineering | Mochammad Fadhillah Hakim, | FIP Engineering | FIP-DOM-000-11304-OS00001-INA-000000 | PO Open | GL2607374 | 2026-06-30 | 2026-07-01 | 2026-08-28
121704365-1 | 121704365 - APPROVED | 1 | P-10750-00 | General - Blind Ferrule SS 316L 1/2inch; No Brand; -; 1 pcs | 10 | Pieces | IDR | 58500 | 585000 | 2026-07-31 | FIP Engineering | Mochammad Fadhillah Hakim, | FIP Engineering | FIP-DOM-000-11304-OS00001-INA-000000 | PO Open | GL2609002 | 2026-06-30 | 2026-07-20 | 2026-09-30
121704367-1 | 121704367 - APPROVED | 1 | T-22395-00 | Memory Card for KV Series (1GB); Keyence; KV-M4G; pc | 1 | Pieces | IDR | 6358000 | 6358000 | 2026-08-28 | FIP General | Mochammad Fadhillah Hakim, | FIP Engineering | FIP-DOM-ENG-51504-0000000-INA-000000 | PO Closed | GL2607038 | 2026-06-30 | 2026-07-01 | 2026-08-31
121704367-2 | 121704367 - APPROVED | 2 | T-22394-00 | Vision Sensor Monitor USB Memory Stick (1GB); Keyence; OP-87502; pieces | 1 | Pieces | IDR | 946000 | 946000 | 2026-08-28 | FIP General | Mochammad Fadhillah Hakim, | FIP Engineering | FIP-DOM-ENG-51504-0000000-INA-000000 | PO Closed | GL2607038 | 2026-06-30 | 2026-07-01 | 2026-08-31
121704369-1 | 121704369 - APPROVED | 1 | P-54672-00 | General - Box Panel 950 x 600 x 300mm Tebal 1mm; No Brand; -; 1 pc | 1 | Pieces | IDR | 2000000 | 2000000 | 2026-08-07 | FIP Engineering | Mochammad Fadhillah Hakim, | FIP Engineering | FIP-DOM-000-11304-OS00001-INA-000000 | PO Closed | GL2607378 | 2026-06-30 | 2026-07-01 | 2026-08-30
121704369-2 | 121704369 - APPROVED | 2 | P-20848-00 | General - Paku Rivet 529 4mm x 8mm; SIP; -; 1000pcs/box | 1 | Box | IDR | 155000 | 155000 | 2026-08-07 | FIP Engineering | Mochammad Fadhillah Hakim, | FIP Engineering | FIP-DOM-000-11304-OS00001-INA-000000 | PO Closed | GL2607378 | 2026-06-30 | 2026-07-01 | 2026-08-30
121704369-3 | 121704369 - APPROVED | 3 | P-20850-00 | General - Paku Rivet 435 3,2mm x 9,5mm x 8mm; SIP; -; 1000pcs/box | 1 | Box | IDR | 125000 | 125000 | 2026-08-07 | FIP Engineering | Mochammad Fadhillah Hakim, | FIP Engineering | FIP-DOM-000-11304-OS00001-INA-000000 | PO Closed | GL2607378 | 2026-06-30 | 2026-07-01 | 2026-08-30
121704369-4 | 121704369 - APPROVED | 4 | P-20849-00 | General - Blind Ferrule 1 inch SS316L Sanitary Foodgrade Solid End Cap Dop; No Brand; -; 1 pc | 10 | Pieces | IDR | 75000 | 750000 | 2026-08-07 | FIP Engineering | Mochammad Fadhillah Hakim, | FIP Engineering | FIP-DOM-000-11304-OS00001-INA-000000 | PO Closed | GL2607378 | 2026-06-30 | 2026-07-01 | 2026-08-30
121704369-5 | 121704369 - APPROVED | 5 | P-20854-00 | General - Silicone Rubber Sheet 5mm x 1000mm x 1000mm; No Brand; -; 1 pc | 1 | Pieces | IDR | 1750000 | 1750000 | 2026-08-07 | FIP Engineering | Mochammad Fadhillah Hakim, | FIP Engineering | FIP-DOM-000-11304-OS00001-INA-000000 | PO Closed | GL2607379 | 2026-06-30 | 2026-07-01 | 2026-08-30
121704369-6 | 121704369 - APPROVED | 6 | P-20851-00 | General - Rivet Nut Aluminium M4; No Brand; -; 50pcs/box | 1 | Box | IDR | 75000 | 75000 | 2026-08-07 | FIP Engineering | Mochammad Fadhillah Hakim, | FIP Engineering | FIP-DOM-000-11304-OS00001-INA-000000 | PO Closed | GL2607379 | 2026-06-30 | 2026-07-01 | 2026-08-30
121704369-7 | 121704369 - APPROVED | 7 | P-20855-00 | General - Mur M10 SS304 A2-70; No Brand; -; 50pcs/box | 3 | Box | IDR | 75000 | 225000 | 2026-08-07 | FIP Engineering | Mochammad Fadhillah Hakim, | FIP Engineering | FIP-DOM-000-11304-OS00001-INA-000000 | PO Closed | GL2607378 | 2026-06-30 | 2026-07-01 | 2026-08-30
121704369-8 | 121704369 - APPROVED | 8 | Q-60107-00 | Hardener / Obat dempul sanpolac; ; ; pack size per tube | 5 | Tube | IDR | 45000 | 225000 | 2026-08-07 | FIP General | Mochammad Fadhillah Hakim, | FIP Engineering | FIP-DOM-ENG-51502-0000000-INA-000000 | PO Closed | GL2607035 | 2026-06-30 | 2026-07-01 | 2026-08-07
121704369-9 | 121704369 - APPROVED | 9 | P-20852-00 | General - Tungsten Electrode WT20-2.4mm x 150mm; No Brand; -; 10 pcs/pack | 1 | Pack | IDR | 1250000 | 1250000 | 2026-08-07 | FIP Engineering | Mochammad Fadhillah Hakim, | FIP Engineering | FIP-DOM-000-11304-OS00001-INA-000000 | PO Closed | GL2607379 | 2026-06-30 | 2026-07-01 | 2026-08-30
121704375-1 | 121704375 - APPROVED | 1 | O-50827-00 | General - Opto CapBT02T Operating Range 8 ppb - 60% O2 Sat P/N 30018857, Measured Pressure Resistance : 0-6 bar; Mettler Toledo; 30018857; 1 Pc | 1 | Unit | IDR | 16009104 | 16009104 | 2026-09-04 | FIP Engineering | Mochammad Fadhillah Hakim, | FIP Engineering | FIP-DOM-000-11304-OS00001-INA-000000 | PO Closed | GL2607377 | 2026-07-01 | 2026-07-01 | 2026-09-04
121704377-1 | 121704377 - APPROVED | 1 | P-18618-00 | Chemical - Kuclean; No Brand; HL-351; 20L/can | 40 | Unit | IDR | 37000 | 1480000 | 2026-08-07 | FIP Engineering | Mochammad Fadhillah Hakim, | FIP Engineering | FIP-DOM-000-11304-OS00001-INA-000000 | PO Closed | GL2607370 | 2026-07-01 | 2026-07-01 | 2026-08-07
121704378-1 | 121704378 - APPROVED | 1 | Q-12050-00 | Cat Epoxy lantai PROPAN POLYFLOOR PRIMER PFP-241 2K SB(20KG - SET); PROPAN PFP-241; ; | 2 | Pieces | IDR | 3500000 | 7000000 | 2026-08-07 | FIP General | Mochammad Fadhillah Hakim, | FIP Engineering | FIP-DOM-ENG-51502-0000000-INA-000000 | PO Closed | GL2607024 | 2026-07-01 | 2026-07-01 | 2026-08-07
121704379-1 | 121704379 - APPROVED | 1 | Q-70239-00 | Tang Buaya Bengkok 10 Inch (Curved Jaw); Tekiro; PL-LG0770; pc | 1 | Pieces | IDR | 143000 | 143000 | 2026-08-07 | FIP General | Mochammad Fadhillah Hakim, | FIP Engineering | FIP-DOM-ENG-51404-0000000-INA-000000 | PO Open | GL2608001 | 2026-07-01 | 2026-07-01 | 2026-09-21
121704380-1 | 121704380 - APPROVED | 1 | Q-10985-00 | Keramik Granito Warna Crystal White Sand 60x60; Granito; ; | 4 | Box | IDR | 428000 | 1712000 | 2026-08-07 | FIP General | Mochammad Fadhillah Hakim, | FIP Engineering | FIP-DOM-ENG-51502-0000000-INA-000000 | PO Open | GL2608001 | 2026-07-01 | 2026-07-01 | 2026-09-21
121704380-2 | 121704380 - APPROVED | 2 | P-52228-00 | General - Inline Duct Fan 6"; CKE; CDI-150; 1 pcs | 1 | Pieces | IDR | 1250000 | 1250000 | 2026-08-07 | FIP Engineering | Mochammad Fadhillah Hakim, | FIP Engineering | FIP-DOM-000-11304-OS00001-INA-000000 | PO Closed | GL2607378 | 2026-07-01 | 2026-07-01 | 2026-08-30
121704380-3 | 121704380 - APPROVED | 3 | P-52110-00 | General - Capacitor, 5 uF, 500 V, 50/60 Hz; No Brand; -; 1 pcs | 5 | Pieces | IDR | 18500 | 92500 | 2026-08-07 | FIP Engineering | Mochammad Fadhillah Hakim, | FIP Engineering | FIP-DOM-000-11304-OS00001-INA-000000 | PO Closed | GL2607378 | 2026-07-01 | 2026-07-01 | 2026-08-30
121704381-1 | 121704381 - APPROVED | 1 | P-20853-00 | General - Pressure Reducing Valve 2inch DN50 25P SG Iron Body, Blue Spring, Flanged PN16; Spirax Sarco; -; 1 pc | 1 | Pieces | IDR | 39200000 | 39200000 | 2026-09-04 | FIP Engineering | Mochammad Fadhillah Hakim, | FIP Engineering | FIP-DOM-000-11304-OS00001-INA-000000 | PO Closed | GL2607010 | 2026-07-01 | 2026-07-02 | 2026-09-04
121704382-1 | 121704382 - APPROVED | 1 | P-18140-00 | General - Sanitary Diaphragma Pressure Gauge Membrane Conn. Ferrule 1.5 inch Center Back SS 316 0 s/d 10 bar; SPV; -; 1 Pc | 2 | Pieces | IDR | 1150000 | 2300000 | 2026-09-04 | FIP Engineering | Mochammad Fadhillah Hakim, | FIP Engineering | FIP-DOM-000-11304-OS00001-INA-000000 | PO Open | GL2605044 | 2026-07-01 | 2026-07-01 | 2026-09-04
121704383-1 | 121704383 - APPROVED | 1 | T-10005-00 | Mouse; Logitech; M331 Silent Plus | 2 | Pieces | IDR | 250000 | 500000 | 2026-08-07 | FIP General | Mochammad Fadhillah Hakim, | FIP Engineering | FIP-DOM-ENG-51404-0000000-INA-000000 | PO Closed | GL2607041 | 2026-07-01 | 2026-07-02 | 2026-08-07
121704384-1 | 121704384 - APPROVED | 1 | P-10389-00 | General - Ball Valve PVC 1 1/2inch; No Brand; -; 1 pcs | 2 | Pieces | IDR | 100000 | 200000 | 2026-08-07 | FIP Engineering | Mochammad Fadhillah Hakim, | FIP Engineering | FIP-DOM-000-11304-OS00001-INA-000000 | PO Closed | GL2607369 | 2026-07-01 | 2026-07-02 | 2026-09-30
121704384-2 | 121704384 - APPROVED | 2 | P-11836-00 | Ball valve PVC dia 1 1/4 inch drat | 2 | Pieces | IDR | 100000 | 200000 | 2026-08-07 | FIP Engineering | Mochammad Fadhillah Hakim, | FIP Engineering | FIP-DOM-000-11304-OS00001-INA-000000 | PO Closed | GL2607381 | 2026-07-01 | 2026-07-02 | 2026-08-30
121704384-3 | 121704384 - APPROVED | 3 | P-10883-00 | General - Socket Drat Dalam, PVC, 1 1/2"; Rucika; -; 1 pcs | 4 | Pieces | IDR | 20000 | 80000 | 2026-08-07 | FIP Engineering | Mochammad Fadhillah Hakim, | FIP Engineering | FIP-DOM-000-11304-OS00001-INA-000000 | PO Closed | GL2607369 | 2026-07-01 | 2026-07-02 | 2026-09-30
121704384-4 | 121704384 - APPROVED | 4 | P-10889-00 | General - Socket Drat Dalam, PVC AW, 3/4"; Rucika; -; 1 pcs | 4 | Pieces | IDR | 15000 | 60000 | 2026-08-07 | FIP Engineering | Mochammad Fadhillah Hakim, | FIP Engineering | FIP-DOM-000-11304-OS00001-INA-000000 | PO Closed | GL2607369 | 2026-07-01 | 2026-07-02 | 2026-09-30
121704384-5 | 121704384 - APPROVED | 5 | P-10891-00 | General - Socket Drat Luar, PVC, 1 1/4"; Rucika; -; 1 pcs | 4 | Pieces | IDR | 20000 | 80000 | 2026-08-07 | FIP Engineering | Mochammad Fadhillah Hakim, | FIP Engineering | FIP-DOM-000-11304-OS00001-INA-000000 | PO Closed | GL2607369 | 2026-07-01 | 2026-07-02 | 2026-09-30
121704384-6 | 121704384 - APPROVED | 6 | P-10908-00 | General - Tee, PVC AW, 3/4"; Rucika; -; 1 pcs | 4 | Pieces | IDR | 15000 | 60000 | 2026-08-07 | FIP Engineering | Mochammad Fadhillah Hakim, | FIP Engineering | FIP-DOM-000-11304-OS00001-INA-000000 | PO Closed | GL2607369 | 2026-07-01 | 2026-07-02 | 2026-09-30
121704384-7 | 121704384 - APPROVED | 7 | P-10874-00 | General - Reducer, PVC, 1" x 1/2"; Rucika; -; 1 pcs | 8 | Pieces | IDR | 2520 | 20160 | 2026-08-07 | FIP Engineering | Mochammad Fadhillah Hakim, | FIP Engineering | FIP-DOM-000-11304-OS00001-INA-000000 | PO Closed | GL2607369 | 2026-07-01 | 2026-07-02 | 2026-09-30
121704393-1 | 121704393 - APPROVED | 1 | O-53645-00 | Autoclave Fedegari FVA2/A1 - Pressure Transducer PBMN 23 (CD230065); Baumer; -; 1 Pc | 1 | Pieces | IDR | 12857000 | 12857000 | 2026-10-02 | FIP Engineering | Mochammad Fadhillah Hakim, | FIP Engineering | FIP-DOM-000-11304-OS00001-INA-000000 | PO Open | GL2607373 | 2026-07-02 | 2026-07-02 | 2026-10-30
121704393-2 | 121704393 - APPROVED | 2 | O-21648-00 | Autoclave Fedegari FVA2/A1 NB2963AT - DN16 Modulating Valve Spare Parts; Fedegari; KK000305; 1 Pc | 5 | Pieces | IDR | 1348560 | 6742800 | 2026-10-02 | FIP Engineering | Mochammad Fadhillah Hakim, | FIP Engineering | FIP-DOM-000-11304-OS00001-INA-000000 | PO Open | GL2607373 | 2026-07-02 | 2026-07-02 | 2026-10-30
121704393-3 | 121704393 - APPROVED | 3 | O-21649-00 | Autoclave Fedegari FVA2/A1 NB2963AT - Water Presence Probe Kit and OR Seal; Fedegari; KK000080; 1 Pc | 10 | Pieces | IDR | 61920 | 619200 | 2026-10-02 | FIP Engineering | Mochammad Fadhillah Hakim, | FIP Engineering | FIP-DOM-000-11304-OS00001-INA-000000 | PO Open | GL2607373 | 2026-07-02 | 2026-07-02 | 2026-10-30
121704394-1 | 121704394 - APPROVED | 1 | P-54688-00 | General - Room Display Unit with Alarm Settings 3-Channel (3 Analog Input, Modbus RTU RS-485 Output); Terren; EMX MFDP11810M0; 1 unit | 2 | Unit | IDR | 5750000 | 11500000 | 2026-07-10 | FIP Engineering | Mochammad Fadhillah Hakim, | FIP Engineering | FIP-DOM-000-11304-OS00001-INA-000000 | PO Closed | GL2607012 | 2026-07-02 | 2026-07-02 | 2026-08-30
121704395-1 | 121704395 - APPROVED | 1 | O-53641-00 | Mixing Tank Adam - Lampu Tanam Lantai LED DC 12-24V 3W Uplight COB Waterproof IP65; General; -; 1 Pc | 2 | Pieces | IDR | 150000 | 300000 | 2026-08-07 | FIP Engineering | Mochammad Fadhillah Hakim, | FIP Engineering | FIP-DOM-000-11304-OS00001-INA-000000 | PO Closed | GL2607376 | 2026-07-02 | 2026-07-02 | 2026-08-15
121704397-1 | 121704397 - APPROVED | 1 | R-71002-00 | Renovation - Pipa ss304 2 1/2" Schedule 10 Weld - Pipa ss304 2 1/2" Schedule 10 Weld | 4 | Unit | IDR | 2650000 | 10600000 | 2026-08-07 | FIP General | Mochammad Fadhillah Hakim, | FIP Engineering | FIP-DOM-ENG-13402-BL26001-INA-000000 | PO Closed | GL2607011 | 2026-07-02 | 2026-07-03 | 2026-08-15
121704397-2 | 121704397 - APPROVED | 2 | R-71002-00 | Renovation - 2 Flange ss304 2 1/2" DN 75 - 2 Flange ss304 2 1/2" DN 75 | 8 | Unit | IDR | 375000 | 3000000 | 2026-08-07 | FIP General | Mochammad Fadhillah Hakim, | FIP Engineering | FIP-DOM-ENG-13402-BL26001-INA-000000 | PO Closed | GL2607011 | 2026-07-02 | 2026-07-03 | 2026-08-15
121704397-3 | 121704397 - APPROVED | 3 | R-71002-00 | Renovation - Elbow SS304 2 1/2" Sch10 Weld - Elbow SS304 2 1/2" Sch10 Weld | 8 | Unit | IDR | 165000 | 1320000 | 2026-08-07 | FIP General | Mochammad Fadhillah Hakim, | FIP Engineering | FIP-DOM-ENG-13402-BL26001-INA-000000 | PO Closed | GL2607011 | 2026-07-02 | 2026-07-03 | 2026-08-15
121704397-4 | 121704397 - APPROVED | 4 | R-71002-00 | Renovation - Pipa ss304 1 inch schedule 10 Weld - Pipa ss304 1 inch schedule 10 Weld | 3 | Unit | IDR | 1075000 | 3225000 | 2026-08-07 | FIP General | Mochammad Fadhillah Hakim, | FIP Engineering | FIP-DOM-ENG-13402-BL26001-INA-000000 | PO Closed | GL2607011 | 2026-07-02 | 2026-07-03 | 2026-08-15
121704397-5 | 121704397 - APPROVED | 5 | R-71002-00 | Renovation - Elbow ss 304 1 inch Sch 10 - Elbow ss 304 1 inch Sch 10 | 3 | Unit | IDR | 35000 | 105000 | 2026-08-07 | FIP General | Mochammad Fadhillah Hakim, | FIP Engineering | FIP-DOM-ENG-13402-BL26001-INA-000000 | PO Closed | GL2607011 | 2026-07-02 | 2026-07-03 | 2026-08-15
121704397-6 | 121704397 - APPROVED | 6 | R-71002-00 | Renovation - Ball Valve 1 inch Sankyo SS304 - Ball Valve 1 inch Sankyo SS304 | 2 | Unit | IDR | 110000 | 220000 | 2026-08-07 | FIP General | Mochammad Fadhillah Hakim, | FIP Engineering | FIP-DOM-ENG-13402-BL26001-INA-000000 | PO Closed | GL2607011 | 2026-07-02 | 2026-07-03 | 2026-08-15
121704397-7 | 121704397 - APPROVED | 7 | R-71002-00 | Renovation - Kawat Las Tig Argon Aluminium ER4043 2mm 1kg - Kawat Las Tig Argon Aluminium ER4043 2mm 1kg | 2 | Unit | IDR | 225000 | 450000 | 2026-08-07 | FIP General | Mochammad Fadhillah Hakim, | FIP Engineering | FIP-DOM-ENG-13402-BL26001-INA-000000 | PO Closed | GL2607011 | 2026-07-02 | 2026-07-03 | 2026-08-15
121704397-8 | 121704397 - APPROVED | 8 | R-71002-00 | Renovation - Kawat Las Tig Argon Aluminium ER4043 1.6mm 1kg - Kawat Las Tig Argon Aluminium ER4043 1.6mm 1kg | 2 | Unit | IDR | 225000 | 450000 | 2026-08-07 | FIP General | Mochammad Fadhillah Hakim, | FIP Engineering | FIP-DOM-ENG-13402-BL26001-INA-000000 | PO Closed | GL2607011 | 2026-07-02 | 2026-07-03 | 2026-08-15
121704397-9 | 121704397 - APPROVED | 9 | R-71002-00 | Renovation - Reducer Tee / Vlok Tee Las Stainless 304 Sch10 2 1/2 x 1" inch - Reducer Tee / Vlok Tee Las Stainless 304 Sch10 2 1/2 x 1" inch | 2 | Unit | IDR | 385000 | 770000 | 2026-08-07 | FIP General | Mochammad Fadhillah Hakim, | FIP Engineering | FIP-DOM-ENG-13402-BL26001-INA-000000 | PO Closed | GL2607011 | 2026-07-02 | 2026-07-03 | 2026-08-15
121704397-10 | 121704397 - APPROVED | 10 | R-71002-00 | Renovation - Gasket rubber tebal 3 mm 1 meter - Gasket rubber tebal 3 mm 1 meter | 1 | Unit | IDR | 150000 | 150000 | 2026-08-07 | FIP General | Mochammad Fadhillah Hakim, | FIP Engineering | FIP-DOM-ENG-13402-BL26001-INA-000000 | PO Closed | GL2607011 | 2026-07-02 | 2026-07-03 | 2026-08-15
121704397-11 | 121704397 - APPROVED | 11 | R-71002-00 | Renovation - Watermur ss 304 1 inch - Watermur ss 304 1 inch | 4 | Unit | IDR | 125000 | 500000 | 2026-08-07 | FIP General | Mochammad Fadhillah Hakim, | FIP Engineering | FIP-DOM-ENG-13402-BL26001-INA-000000 | PO Closed | GL2607011 | 2026-07-02 | 2026-07-03 | 2026-08-15
121704397-12 | 121704397 - APPROVED | 12 | R-71002-00 | Renovation - Shock drat luar ss 304 1 inch - Shock drat luar ss 304 1 inch | 4 | Unit | IDR | 35000 | 140000 | 2026-08-07 | FIP General | Mochammad Fadhillah Hakim, | FIP Engineering | FIP-DOM-ENG-13402-BL26001-INA-000000 | PO Closed | GL2607011 | 2026-07-02 | 2026-07-03 | 2026-08-15
121704397-13 | 121704397 - APPROVED | 13 | R-71002-00 | Renovation - Double nepple ss 304 1 inch - Double nepple ss 304 1 inch | 4 | Unit | IDR | 35000 | 140000 | 2026-08-07 | FIP General | Mochammad Fadhillah Hakim, | FIP Engineering | FIP-DOM-ENG-13402-BL26001-INA-000000 | PO Closed | GL2607011 | 2026-07-02 | 2026-07-03 | 2026-08-15
121704397-14 | 121704397 - APPROVED | 14 | R-71002-00 | Renovation - Shock drat dalem ss 304 1 inch - Shock drat dalem ss 304 1 inch | 4 | Unit | IDR | 35000 | 140000 | 2026-08-07 | FIP General | Mochammad Fadhillah Hakim, | FIP Engineering | FIP-DOM-ENG-13402-BL26001-INA-000000 | PO Closed | GL2607011 | 2026-07-02 | 2026-07-03 | 2026-08-15
121704397-15 | 121704397 - APPROVED | 15 | R-71002-00 | Renovation - Tungsten 2 mm - Tungsten 2 mm | 5 | Unit | IDR | 95000 | 475000 | 2026-08-07 | FIP General | Mochammad Fadhillah Hakim, | FIP Engineering | FIP-DOM-ENG-13402-BL26001-INA-000000 | PO Closed | GL2607011 | 2026-07-02 | 2026-07-03 | 2026-08-15
121704397-16 | 121704397 - APPROVED | 16 | R-71002-00 | Renovation - Body collet 2 mm - Body collet 2 mm | 5 | Unit | IDR | 7000 | 35000 | 2026-08-07 | FIP General | Mochammad Fadhillah Hakim, | FIP Engineering | FIP-DOM-ENG-13402-BL26001-INA-000000 | PO Closed | GL2607011 | 2026-07-02 | 2026-07-03 | 2026-08-15
121704397-17 | 121704397 - APPROVED | 17 | R-71002-00 | Renovation - Keramik las argon no 4,6,7,8,10,12. 1 set - Keramik las argon no 4,6,7,8,10,12. 1 set | 1 | Unit | IDR | 95000 | 95000 | 2026-08-07 | FIP General | Mochammad Fadhillah Hakim, | FIP Engineering | FIP-DOM-ENG-13402-BL26001-INA-000000 | PO Closed | GL2607011 | 2026-07-02 | 2026-07-03 | 2026-08-15
121704397-18 | 121704397 - APPROVED | 18 | R-71002-00 | Renovation - Collet las 2 mm - Collet las 2 mm | 5 | Unit | IDR | 8000 | 40000 | 2026-08-07 | FIP General | Mochammad Fadhillah Hakim, | FIP Engineering | FIP-DOM-ENG-13402-BL26001-INA-000000 | PO Closed | GL2607011 | 2026-07-02 | 2026-07-03 | 2026-08-15
121704397-19 | 121704397 - APPROVED | 19 | R-71002-00 | Renovation - Avian 370 Broken White / Cat Minyak Kayu & Besi 0.93L - Avian 370 Broken White / Cat Minyak Kayu & Besi 0.93L | 4 | Unit | IDR | 125000 | 500000 | 2026-08-07 | FIP General | Mochammad Fadhillah Hakim, | FIP Engineering | FIP-DOM-ENG-13402-BL26001-INA-000000 | PO Closed | GL2607011 | 2026-07-02 | 2026-07-03 | 2026-08-15
121704397-20 | 121704397 - APPROVED | 20 | R-71002-00 | Renovation - Thinner PU Nippon Paint 1l - Thinner PU Nippon Paint 1l | 4 | Unit | IDR | 100000 | 400000 | 2026-08-07 | FIP General | Mochammad Fadhillah Hakim, | FIP Engineering | FIP-DOM-ENG-13402-BL26001-INA-000000 | PO Closed | GL2607011 | 2026-07-02 | 2026-07-03 | 2026-08-15
121704397-21 | 121704397 - APPROVED | 21 | R-71002-00 | Renovation - Tabung Argon 1m3 + Isi - Tabung Argon 1m3 + Isi | 1 | Unit | IDR | 1000000 | 1000000 | 2026-08-07 | FIP General | Mochammad Fadhillah Hakim, | FIP Engineering | FIP-DOM-ENG-13402-BL26001-INA-000000 | PO Closed | GL2607011 | 2026-07-02 | 2026-07-03 | 2026-08-15
121704397-22 | 121704397 - APPROVED | 22 | R-71002-00 | Renovation - KITZ Ball Valve Kuningan 1/2" - KITZ Ball Valve Kuningan 1/2" | 5 | Unit | IDR | 80000 | 400000 | 2026-08-07 | FIP General | Mochammad Fadhillah Hakim, | FIP Engineering | FIP-DOM-ENG-13402-BL26001-INA-000000 | PO Closed | GL2607011 | 2026-07-02 | 2026-07-03 | 2026-08-15
121704397-23 | 121704397 - APPROVED | 23 | R-71002-00 | Renovation - Ferrule set 1/2 " inchi Sanitary SS 304 - Ferrule set 1/2 " inchi Sanitary SS 304 | 3 | Unit | IDR | 150000 | 450000 | 2026-08-07 | FIP General | Mochammad Fadhillah Hakim, | FIP Engineering | FIP-DOM-ENG-13402-BL26001-INA-000000 | PO Closed | GL2607011 | 2026-07-02 | 2026-07-03 | 2026-08-15
121704397-24 | 121704397 - APPROVED | 24 | R-71002-00 | Renovation - Double Nepel Stainless SS 304 1/2 inchi - Double Nepel Stainless SS 304 1/2 inchi | 5 | Unit | IDR | 16500 | 82500 | 2026-08-07 | FIP General | Mochammad Fadhillah Hakim, | FIP Engineering | FIP-DOM-ENG-13402-BL26001-INA-000000 | PO Closed | GL2607011 | 2026-07-02 | 2026-07-03 | 2026-08-15
121704397-25 | 121704397 - APPROVED | 25 | R-71002-00 | Renovation - Reducer / Vlok Sock Stainless 1" x 1/2" inch ss304 - Reducer / Vlok Sock Stainless 1" x 1/2" inch ss304 | 2 | Unit | IDR | 45000 | 90000 | 2026-08-07 | FIP General | Mochammad Fadhillah Hakim, | FIP Engineering | FIP-DOM-ENG-13402-BL26001-INA-000000 | PO Closed | GL2607011 | 2026-07-02 | 2026-07-03 | 2026-08-15
121704399-1 | 121704399 - APPROVED | 1 | R-20024-00 | Machine Equipment; ; ; - RELOKASI PANEL MV60 DAN MV200 - RELOKASI PANEL MV60 DAN MV200 | 1 | Unit | IDR | 199383000 | 199383000 | 2026-08-07 | FIP General | Mochammad Fadhillah Hakim, | FIP Engineering | FIP-DOM-PRJ-13404-MC26023-INA-000000 | PO Open | GL2608004 | 2026-07-03 | 2026-07-17
121704402-1 | 121704402 - APPROVED | 1 | T-20002-00 | Jasa Perbaikan Alat Lab - Perbaikan Timbangan Lab | 1 | Pieces | IDR | 8299320 | 8299320 | 2026-08-07 | FIP General | Mochammad Fadhillah Hakim, | FIP Engineering | FIP-DOM-ENG-51505-0000000-INA-000000 | PO Open | GL2608002 | 2026-07-06 | 2026-07-13 | 2026-09-11
121704418-1 | 121704418 - APPROVED | 1 | S-60002-00 | Jasa Perbaikan dan Pemeliharaan Mesin Utility - Pengecekan Forklift Baterai Gelembung | 1 | Lot | IDR | 750000 | 750000 | 2026-08-14 | FIP General | Mochammad Fadhillah Hakim, | FIP Engineering | FIP-DOM-ENG-51508-0000000-INA-000000 | PO Closed | GL2607040 | 2026-07-13 | 2026-07-13 | 2026-08-14
121704418-2 | 121704418 - APPROVED | 2 | S-60002-00 | Jasa Perbaikan dan Pemeliharaan Mesin Utility - Pengecekan Forklift Hydraulic Tidak Kuat | 1 | Lot | IDR | 1000000 | 1000000 | 2026-08-14 | FIP General | Mochammad Fadhillah Hakim, | FIP Engineering | FIP-DOM-ENG-51508-0000000-INA-000000 | PO Closed | GL2607040 | 2026-07-13 | 2026-07-13 | 2026-08-14
121704419-1 | 121704419 - APPROVED | 1 | S-60002-00 | Jasa Perbaikan dan Pemeliharaan Mesin Utility - Reprogramming Equipmon Flowmeter | 1 | Lot | IDR | 4745750 | 4745750 | 2026-08-14 | FIP General | Mochammad Fadhillah Hakim, | FIP Engineering | FIP-DOM-ENG-51508-0000000-INA-000000 | PO Closed | GL2607043 | 2026-07-13 | 2026-07-13 | 2026-08-14
121704422-1 | 121704422 - APPROVED | 1 | O-21592-00 | Mixing - Baut Pengunci Alphaport Ukuran 19x46 mm, Mat. SUS304; Custom/Lokal; -; 1 Pc | 2 | Pieces | IDR | 475000 | 950000 | 2026-08-14 | FIP Engineering | Mochammad Fadhillah Hakim, | FIP Engineering | FIP-DOM-000-11304-OS00001-INA-000000 | PO Open | GL2608405 | 2026-07-14 | 2026-07-20 | 2026-09-30
121704424-1 | 121704424 - APPROVED | 1 | P-15052-00 | General - Element Filter 1 micron; NXE-400-Z; -; 1 pc | 1 | Pieces | IDR | 2144000 | 2144000 | 2026-09-18 | FIP Engineering | Mochammad Fadhillah Hakim, | FIP Engineering | FIP-DOM-000-11304-OS00001-INA-000000 | PO Closed | GL2608395 | 2026-07-14 | 2026-07-20 | 2026-09-18
121704424-2 | 121704424 - APPROVED | 2 | P-15053-00 | General - Element Filter 0.01 micron; NXE-400-X; -; 1 pc | 1 | Pieces | IDR | 2144000 | 2144000 | 2026-09-18 | FIP Engineering | Mochammad Fadhillah Hakim, | FIP Engineering | FIP-DOM-000-11304-OS00001-INA-000000 | PO Closed | GL2608395 | 2026-07-14 | 2026-07-20 | 2026-09-18
121704424-3 | 121704424 - APPROVED | 3 | P-17062-00 | General - Element Filter for N2; NEXUS; NXE-90-Z; 1 pc | 1 | Unit | IDR | 1200000 | 1200000 | 2026-09-18 | FIP Engineering | Mochammad Fadhillah Hakim, | FIP Engineering | FIP-DOM-000-11304-OS00001-INA-000000 | PO Closed | GL2608395 | 2026-07-14 | 2026-07-20 | 2026-09-18
121704425-1 | 121704425 - APPROVED | 1 | P-17347-00 | General - Pre Filter G4 2m x 20m x 2mm; No Brand; -; 1 Pc | 1 | Pieces | IDR | 2145000 | 2145000 | 2026-08-14 | FIP Engineering | Mochammad Fadhillah Hakim, | FIP Engineering | FIP-DOM-000-11304-OS00001-INA-000000 | PO Closed | GL2608389 | 2026-07-14 | 2026-07-20 | 2026-09-05
121704427-1 | 121704427 - APPROVED | 1 | O-12736-00 | Tubing Polyurethane TU0425 Clear; ; ; | 200 | Roll | IDR | 4500 | 900000 | 2026-08-14 | FIP General | Mochammad Fadhillah Hakim, | FIP Engineering | FIP-DOM-ENG-51404-0000000-INA-000000 | PO Closed | GL2608406 | 2026-07-14 | 2026-07-20 | 2026-09-14
121704428-1 | 121704428 - APPROVED | 1 | P-10729-00 | General - Contact cleaner WD 40; No Brand; -; 382gr/can | 3 | Pieces | IDR | 93500 | 280500 | 2026-08-14 | FIP Engineering | Mochammad Fadhillah Hakim, | FIP Engineering | FIP-DOM-000-11304-OS00001-INA-000000 | PO Open | GL2608396 | 2026-07-14 | 2026-07-20 | 2026-09-20
121704428-2 | 121704428 - APPROVED | 2 | P-15437-00 | CABLE SPIRAL WRAPPING, TYPE KS24, BRAND KSS; ; ; | 3 | Pack | IDR | 165000 | 495000 | 2026-08-14 | FIP Engineering | Mochammad Fadhillah Hakim, | FIP Engineering | FIP-DOM-000-11304-OS00001-INA-000000 | PO Open | GL2608396 | 2026-07-14 | 2026-07-20 | 2026-09-20
121704428-3 | 121704428 - APPROVED | 3 | P-10945-00 | General - Seal Tape 1inch; ONDA; -; 1 Pcs | 30 | Pieces | IDR | 4000 | 120000 | 2026-08-14 | FIP Engineering | Mochammad Fadhillah Hakim, | FIP Engineering | FIP-DOM-000-11304-OS00001-INA-000000 | PO Open | GL2608396 | 2026-07-14 | 2026-07-20 | 2026-09-20
121704428-4 | 121704428 - APPROVED | 4 | P-15852-00 | General - Ampelas P500; EAGLE; -; 1 pcs | 40 | Pieces | IDR | 5000 | 200000 | 2026-08-14 | FIP Engineering | Mochammad Fadhillah Hakim, | FIP Engineering | FIP-DOM-000-11304-OS00001-INA-000000 | PO Open | GL2608396 | 2026-07-14 | 2026-07-20 | 2026-09-20
121704429-1 | 121704429 - APPROVED | 1 | P-14457-00 | General - Filter IAF MBV Series (Medium Filter), efficiency : 90-95 %, Size: 24 x 24 x 12 inch; IAF; -; 1 pcs | 10 | Pieces | IDR | 1800000 | 18000000 | 2026-08-14 | FIP Engineering | Mochammad Fadhillah Hakim, | FIP Engineering | FIP-DOM-000-11304-OS00001-INA-000000 | PO Closed | GL2608390 | 2026-07-14 | 2026-07-20 | 2026-09-30
121704429-2 | 121704429 - APPROVED | 2 | P-14453-00 | General - Filter IAF MB Series (Medium Filter), efficiency : 60-65 %, Size: 24 x 24 x 12 inch; IAF; -; 1 pcs | 10 | Pieces | IDR | 950000 | 9500000 | 2026-08-14 | FIP Engineering | Mochammad Fadhillah Hakim, | FIP Engineering | FIP-DOM-000-11304-OS00001-INA-000000 | PO Closed | GL2608390 | 2026-07-14 | 2026-07-20 | 2026-09-30
121704430-1 | 121704430 - APPROVED | 1 | P-54610-00 | Liebherr - Programmed Electronic for LGPv 6520; Liebherr; 9290451; 1 pc | 1 | Pieces | IDR | 28300000 | 28300000 | 2026-09-18 | FIP Engineering | Mochammad Fadhillah Hakim, | FIP Engineering | FIP-DOM-000-11304-OS00001-INA-000000 | PR Open |  | 2026-07-14 | 2026-07-31
121704431-1 | 121704431 - APPROVED | 1 | O-15619-00 | General - HIGH PRECISION OPTICAL FIBER 10MM WIDTH, VIALS MAXIMUM LOAD AT OUTFEED SENSOR; Keyence; FU-12; 1 Pc | 1 | Unit | IDR | 2390000 | 2390000 | 2026-09-18 | FIP Engineering | Mochammad Fadhillah Hakim, | FIP Engineering | FIP-DOM-000-11304-OS00001-INA-000000 | PO Closed | GL2608385 | 2026-07-14 | 2026-07-15 | 2026-09-10
121704432-1 | 121704432 - APPROVED | 1 | O-14364-00 | Membrane Diaphragm Valve EPDM PTFE DN 50 p/n: 600 50M5E-221 Gemu; ; ; | 1 | Pieces | IDR | 4200000 | 4200000 | 2026-08-14 | FIP Engineering | Mochammad Fadhillah Hakim, | FIP Engineering | FIP-DOM-000-11304-OS00001-INA-000000 | PO Closed | GL2608386 | 2026-07-14 | 2026-07-15 | 2026-08-20
121704433-1 | 121704433 - APPROVED | 1 | P-11968-00 | Berusynt FGH Spray H1 - Bechem | 5 | Pieces | IDR | 380000 | 1900000 | 2026-08-14 | FIP Engineering | Mochammad Fadhillah Hakim, | FIP Engineering | FIP-DOM-000-11304-OS00001-INA-000000 | PO Closed | GL2607384 | 2026-07-14 | 2026-07-15 | 2026-08-30
121704434-1 | 121704434 - APPROVED | 1 | O-53414-00 | Fedegari FVA2/A1 - Transition joint RTD Sensor (SG-056377) PT100 4Wire, Sx, 1/3 DIN, 5x70mm, SSL, 0-150 C 10M; Radix; RTJ201-1-C-S-3-0-NA-XNA-05-0070-10-Si-PN; 1 Pc | 3 | Pieces | IDR | 3254499 | 9763497 | 2026-10-16 | FIP Engineering | Mochammad Fadhillah Hakim, | FIP Engineering | FIP-DOM-000-11304-OS00001-INA-000000 | PO Open | GL2608005 | 2026-07-14 | 2026-07-15 | 2026-10-16
121704435-1 | 121704435 - APPROVED | 1 | P-54652-00 | General - Power Supply Switching 24VDC; Autonics; SPA-075-24; 1 pc | 1 | Pieces | IDR | 922300 | 922300 | 2026-08-14 | FIP Engineering | Mochammad Fadhillah Hakim, | FIP Engineering | FIP-DOM-000-11304-OS00001-INA-000000 | PO Closed | GL2607052 | 2026-07-14 | 2026-07-15 | 2026-09-10
121704445-1 | 121704445 - APPROVED | 1 | R-20024-00 | Machine Equipment; ; ; - Kaca Tempered Ukuran 2530 x 580 x 10 mm - Kaca Tempered Ukuran 2530 x 580 x 10 mm | 4 | Unit | IDR | 2500000 | 10000000 | 2026-08-21 | FIP General | Mochammad Fadhillah Hakim, | FIP Engineering | FIP-DOM-PRJ-13404-MC26022-INA-000000 | PO Open | GL2608021 | 2026-07-17 | 2026-07-17 | 2026-09-30
121704445-2 | 121704445 - APPROVED | 2 | R-20024-00 | Machine Equipment; ; ; - NYA 10mm Supreme Warna Hijau Kuning - NYA 10mm Supreme Warna Hijau Kuning | 100 | Unit | IDR | 42000 | 4200000 | 2026-08-21 | FIP General | Mochammad Fadhillah Hakim, | FIP Engineering | FIP-DOM-PRJ-13404-MC26022-INA-000000 | PO Open | GL2608021 | 2026-07-17 | 2026-07-17 | 2026-09-30
121704445-3 | 121704445 - APPROVED | 3 | R-20024-00 | Machine Equipment; ; ; - NYY 5x10mm Supreme - NYY 5x10mm Supreme | 50 | Unit | IDR | 265000 | 13250000 | 2026-08-21 | FIP General | Mochammad Fadhillah Hakim, | FIP Engineering | FIP-DOM-PRJ-13404-MC26022-INA-000000 | PO Closed | GL2608021 | 2026-07-17 | 2026-07-17 | 2026-08-30
121704445-4 | 121704445 - APPROVED | 4 | R-20024-00 | Machine Equipment; ; ; - Flexible Conduit 1 1/2 Inch Roll 25m - Flexible Conduit 1 1/2 Inch Roll 25m | 2 | Unit | IDR | 950000 | 1900000 | 2026-08-21 | FIP General | Mochammad Fadhillah Hakim, | FIP Engineering | FIP-DOM-PRJ-13404-MC26022-INA-000000 | PO Closed | GL2608021 | 2026-07-17 | 2026-07-17 | 2026-08-30
121704445-5 | 121704445 - APPROVED | 5 | R-20024-00 | Machine Equipment; ; ; - Skun Ferrule e10-12 100pcs merah - Skun Ferrule e10-12 100pcs merah | 1 | Unit | IDR | 40000 | 40000 | 2026-08-21 | FIP General | Mochammad Fadhillah Hakim, | FIP Engineering | FIP-DOM-PRJ-13404-MC26022-INA-000000 | PO Closed | GL2608021 | 2026-07-17 | 2026-07-17 | 2026-08-30
121704445-6 | 121704445 - APPROVED | 6 | R-20024-00 | Machine Equipment; ; ; - Skun Ferrule e10-12 100pcs kuning - Skun Ferrule e10-12 100pcs kuning | 1 | Unit | IDR | 40000 | 40000 | 2026-08-21 | FIP General | Mochammad Fadhillah Hakim, | FIP Engineering | FIP-DOM-PRJ-13404-MC26022-INA-000000 | PO Open | GL2608021 | 2026-07-17 | 2026-07-17 | 2026-08-30
121704445-7 | 121704445 - APPROVED | 7 | R-20024-00 | Machine Equipment; ; ; - Skun Ferrule e10-12 100pcs hitam - Skun Ferrule e10-12 100pcs hitam | 1 | Unit | IDR | 40000 | 40000 | 2026-08-21 | FIP General | Mochammad Fadhillah Hakim, | FIP Engineering | FIP-DOM-PRJ-13404-MC26022-INA-000000 | PO Open | GL2608021 | 2026-07-17 | 2026-07-17 | 2026-08-30
121704445-8 | 121704445 - APPROVED | 8 | R-20024-00 | Machine Equipment; ; ; - Skun Kabel O sc10-8 pack 100pcs - Skun Kabel O sc10-8 pack 100pcs | 1 | Unit | IDR | 200000 | 200000 | 2026-08-21 | FIP General | Mochammad Fadhillah Hakim, | FIP Engineering | FIP-DOM-PRJ-13404-MC26022-INA-000000 | PO Open | GL2608021 | 2026-07-17 | 2026-07-17 | 2026-08-30
121704445-9 | 121704445 - APPROVED | 9 | R-20024-00 | Machine Equipment; ; ; - Solasi listrik biru nitto - Solasi listrik biru nitto | 1 | Unit | IDR | 20000 | 20000 | 2026-08-21 | FIP General | Mochammad Fadhillah Hakim, | FIP Engineering | FIP-DOM-PRJ-13404-MC26022-INA-000000 | PO Closed | GL2608021 | 2026-07-17 | 2026-07-17 | 2026-08-30
121704445-10 | 121704445 - APPROVED | 10 | R-20024-00 | Machine Equipment; ; ; - Solasi listrik hijau nitto - Solasi listrik hijau nitto | 1 | Unit | IDR | 20000 | 20000 | 2026-08-21 | FIP General | Mochammad Fadhillah Hakim, | FIP Engineering | FIP-DOM-PRJ-13404-MC26022-INA-000000 | PO Closed | GL2608021 | 2026-07-17 | 2026-07-17 | 2026-08-30
121704445-11 | 121704445 - APPROVED | 11 | R-20024-00 | Machine Equipment; ; ; - Kabel Tis Stainless 4.6 x 400 mm 40 cm - 100pcs - Kabel Tis Stainless 4.6 x 400 mm 40 cm - 100pcs | 1 | Unit | IDR | 200000 | 200000 | 2026-08-21 | FIP General | Mochammad Fadhillah Hakim, | FIP Engineering | FIP-DOM-PRJ-13404-MC26022-INA-000000 | PO Closed | GL2608021 | 2026-07-17 | 2026-07-17 | 2026-08-30
121704445-12 | 121704445 - APPROVED | 12 | R-20024-00 | Machine Equipment; ; ; - TUBTAP Tang Crimping 0,08 -16mm Heksagonal Dengan Kit Ferrule Kawat Alat Untuk Ferrule Ujung Kawat Hingga - 16-6 - TUBTAP Tang Crimping 0,08 -16mm Heksagonal Dengan Kit Ferrule Kawat Alat Untuk Ferrule Ujung Kawat H | 1 | Unit | IDR | 925000 | 925000 | 2026-08-21 | FIP General | Mochammad Fadhillah Hakim, | FIP Engineering | FIP-DOM-PRJ-13404-MC26022-INA-000000 | PO Closed | GL2608021 | 2026-07-17 | 2026-07-17 | 2026-08-30
121704445-13 | 121704445 - APPROVED | 13 | R-20024-00 | Machine Equipment; ; ; - Kaca tempered ukuran 2530 x 558 x 10 mm - Kaca tempered ukuran 2530 x 558 x 10 mm | 1 | Unit | IDR | 2300000 | 2300000 | 2026-08-21 | FIP General | Mochammad Fadhillah Hakim, | FIP Engineering | FIP-DOM-PRJ-13404-MC26022-INA-000000 | PO Closed | GL2608021 | 2026-07-17 | 2026-07-17 | 2026-08-30
121704447-1 | 121704447 - APPROVED | 1 | P-54699-00 | General - Kipas Portable Ventilator Blower 18 Inch + Flexible Duct 10 Meter; No Brand; -; 1 set | 1 | Set | IDR | 6500000 | 6500000 | 2026-08-21 | FIP Engineering | Mochammad Fadhillah Hakim, | FIP Engineering | FIP-DOM-000-11304-OS00001-INA-000000 | PO Closed | GL2608397 | 2026-07-17 | 2026-07-20 | 2026-09-05
121704447-2 | 121704447 - APPROVED | 2 | P-12495-00 | Mata Bor besi dia 7.5 mm ex NACHI | 10 | Pieces | IDR | 65000 | 650000 | 2026-08-21 | FIP Engineering | Mochammad Fadhillah Hakim, | FIP Engineering | FIP-DOM-000-11304-OS00001-INA-000000 | PO Open | GL2608396 | 2026-07-17 | 2026-07-20 | 2026-09-20
121704447-3 | 121704447 - APPROVED | 3 | P-20883-00 | General - Helicoil Baut Kunci Thread Insert M3 s/d M8 Set; No Brand; -; 150pcs/set | 1 | Set | IDR | 75000 | 75000 | 2026-08-21 | FIP Engineering | Mochammad Fadhillah Hakim, | FIP Engineering | FIP-DOM-000-11304-OS00001-INA-000000 | PO Open | GL2608396 | 2026-07-17 | 2026-07-20 | 2026-09-20
121704447-4 | 121704447 - APPROVED | 4 | P-50274-00 | General - Kabel NYAF Uk. 1 x 0.75mm, Warna Merah; Supreme; -; 100meter/roll | 1 | Pieces | IDR | 2800000 | 2800000 | 2026-08-21 | FIP Engineering | Mochammad Fadhillah Hakim, | FIP Engineering | FIP-DOM-000-11304-OS00001-INA-000000 | PO Open | GL2608396 | 2026-07-17 | 2026-07-20 | 2026-09-20
121704447-5 | 121704447 - APPROVED | 5 | P-52854-00 | General - Socket RJ45 Cat 6; Belden; -; 50pcs/pack | 10 | Pieces | IDR | 350000 | 3500000 | 2026-08-21 | FIP Engineering | Mochammad Fadhillah Hakim, | FIP Engineering | FIP-DOM-000-11304-OS00001-INA-000000 | PO Closed | GL2608397 | 2026-07-17 | 2026-07-20 | 2026-09-05
121704447-6 | 121704447 - APPROVED | 6 | P-54685-00 | General - Solenoid Valve 2 Way Kuningan 1 inch 220VAC Female Drat Max 0-10Bar; No Brand; -; 1 pc | 2 | Pieces | IDR | 510000 | 1020000 | 2026-08-21 | FIP Engineering | Mochammad Fadhillah Hakim, | FIP Engineering | FIP-DOM-000-11304-OS00001-INA-000000 | PO Closed | GL2608397 | 2026-07-17 | 2026-07-20 | 2026-09-05
121704448-1 | 121704448 - APPROVED | 1 | O-53642-00 | Blister TR100LT - Universal Thermistor Temperature Sensor NTC 10K 3435; -; -; 1 Pc | 2 | Pieces | IDR | 30000 | 60000 | 2026-08-21 | FIP Engineering | Mochammad Fadhillah Hakim, | FIP Engineering | FIP-DOM-000-11304-OS00001-INA-000000 | PO Closed | GL2608399 | 2026-07-17 | 2026-07-20 | 2026-09-15
121704450-1 | 121704450 - APPROVED | 1 | P-14951-00 | General - Fitting Union Tee KQ2T06-00A; SMC; -; 1 pc | 10 | Pieces | IDR | 41230 | 412300 | 2026-08-21 | FIP Engineering | Mochammad Fadhillah Hakim, | FIP Engineering | FIP-DOM-000-11304-OS00001-INA-000000 | PO Closed | GL2608391 | 2026-07-17 | 2026-07-20 | 2026-09-05
121704451-1 | 121704451 - APPROVED | 1 | P-51916-00 | General - Electromotoric Actuator Valve 400N, AC/DC 24V, 0-10V, 4..20mA; Siemens; SAS61.03; 1 pc | 5 | Pieces | IDR | 6000000 | 30000000 | 2026-08-21 | FIP Engineering | Mochammad Fadhillah Hakim, | FIP Engineering | FIP-DOM-000-11304-OS00001-INA-000000 | PO Open | GL2608023 | 2026-07-17 | 2026-07-23 | 2026-08-30
121704452-1 | 121704452 - APPROVED | 1 | Q-12140-00 | Cat Semprot Signal Red 23; Samurai Paint; Signal Red 23; 400 ml per can | 1 | Pieces | IDR | 65000 | 65000 | 2026-08-21 | FIP General | Mochammad Fadhillah Hakim, | FIP Engineering | FIP-DOM-ENG-51502-0000000-INA-000000 | PO Closed | GL2608399 | 2026-07-17 | 2026-07-20 | 2026-09-15
121704452-2 | 121704452 - APPROVED | 2 | Q-12141-00 | Cat Semprot Blue 312; Samurai Paint; Blue 312; 400 ml per can | 1 | Pieces | IDR | 65000 | 65000 | 2026-08-21 | FIP General | Mochammad Fadhillah Hakim, | FIP Engineering | FIP-DOM-ENG-51502-0000000-INA-000000 | PO Closed | GL2608399 | 2026-07-17 | 2026-07-20 | 2026-09-15
121704452-3 | 121704452 - APPROVED | 3 | Q-12142-00 | Cat Semprot Grey 104; Samurai Paint; Grey 104; 400 ml per can | 1 | Pieces | IDR | 65000 | 65000 | 2026-08-21 | FIP General | Mochammad Fadhillah Hakim, | FIP Engineering | FIP-DOM-ENG-51502-0000000-INA-000000 | PO Closed | GL2608399 | 2026-07-17 | 2026-07-20 | 2026-09-15
121704452-4 | 121704452 - APPROVED | 4 | Q-12143-00 | Cat Semprot Chrome Yellow; Samurai Paint; Chrome Yellow; 400 ml per can | 1 | Pieces | IDR | 65000 | 65000 | 2026-08-21 | FIP General | Mochammad Fadhillah Hakim, | FIP Engineering | FIP-DOM-ENG-51502-0000000-INA-000000 | PO Closed | GL2608399 | 2026-07-17 | 2026-07-20 | 2026-09-15
121704452-5 | 121704452 - APPROVED | 5 | Q-12145-00 | KKasa Gypsum Tanpa Lem Ukuran 1 inch; Lokal; ; 20 meter per roll | 5 | Roll | IDR | 15000 | 75000 | 2026-08-21 | FIP General | Mochammad Fadhillah Hakim, | FIP Engineering | FIP-DOM-ENG-51502-0000000-INA-000000 | PO Closed | GL2608399 | 2026-07-17 | 2026-07-20 | 2026-09-15
121704452-6 | 121704452 - APPROVED | 6 | Q-70039-00 | Tang Lancip Uk. 6 inch (Long Plier Nose);Tekiro;CN: PL-LN0760;pack size per pcs | 2 | Pieces | IDR | 65000 | 130000 | 2026-08-21 | FIP General | Mochammad Fadhillah Hakim, | FIP Engineering | FIP-DOM-ENG-51404-0000000-INA-000000 | PO Closed | GL2608402 | 2026-07-17 | 2026-07-20 | 2026-09-10
121704452-7 | 121704452 - APPROVED | 7 | Q-70253-00 | Screwdriver LRSST8 / Obeng Plus dan Minus Set; Krisbow; KW0102648; 8 pc per set | 1 | Set | IDR | 178900 | 178900 | 2026-08-21 | FIP General | Mochammad Fadhillah Hakim, | FIP Engineering | FIP-DOM-ENG-51404-0000000-INA-000000 | PO Closed | GL2608401 | 2026-07-17 | 2026-07-20 | 2026-09-05
121704452-8 | 121704452 - APPROVED | 8 | Q-70254-00 | Obeng Ketok/Impact Driver Set; Tekiro; SD-IM0921; 11 pc per set | 1 | Set | IDR | 350000 | 350000 | 2026-08-21 | FIP General | Mochammad Fadhillah Hakim, | FIP Engineering | FIP-DOM-ENG-51404-0000000-INA-000000 | PO Closed | GL2608399 | 2026-07-17 | 2026-07-20 | 2026-09-15
121704453-1 | 121704453 - APPROVED | 1 | P-12476-00 | General - Mata Bor Besi, dia. 10 mm; NACHI; -; 1 pcs | 10 | Pieces | IDR | 115000 | 1150000 | 2026-08-21 | FIP Engineering | Mochammad Fadhillah Hakim, | FIP Engineering | FIP-DOM-000-11304-OS00001-INA-000000 | PO Closed | GL2608397 | 2026-07-17 | 2026-07-20 | 2026-09-05
121704453-2 | 121704453 - APPROVED | 2 | P-12488-00 | General - Mata Bor Besi, dia. 4 mm; NACHI; -; 1 pcs | 10 | Pieces | IDR | 23000 | 230000 | 2026-08-21 | FIP Engineering | Mochammad Fadhillah Hakim, | FIP Engineering | FIP-DOM-000-11304-OS00001-INA-000000 | PO Closed | GL2608397 | 2026-07-17 | 2026-07-20 | 2026-09-05
121704453-3 | 121704453 - APPROVED | 3 | P-12490-00 | General - Mata Bor Besi, dia. 5 mm; NACHI; -; 1 pcs | 10 | Pieces | IDR | 35000 | 350000 | 2026-08-21 | FIP Engineering | Mochammad Fadhillah Hakim, | FIP Engineering | FIP-DOM-000-11304-OS00001-INA-000000 | PO Closed | GL2608397 | 2026-07-17 | 2026-07-20 | 2026-09-05
121704453-4 | 121704453 - APPROVED | 4 | P-12492-00 | General - Mata Bor Besi, dia. 6.5 mm; NACHI; -; 1 pcs | 10 | Pieces | IDR | 55000 | 550000 | 2026-08-21 | FIP Engineering | Mochammad Fadhillah Hakim, | FIP Engineering | FIP-DOM-000-11304-OS00001-INA-000000 | PO Closed | GL2608397 | 2026-07-17 | 2026-07-20 | 2026-09-05
121704453-5 | 121704453 - APPROVED | 5 | P-12515-00 | General - Mata Bor, HSS, 1 - 13 mm; NACHI; -; 25 pcs per set | 1 | Pieces | IDR | 1900000 | 1900000 | 2026-08-21 | FIP Engineering | Mochammad Fadhillah Hakim, | FIP Engineering | FIP-DOM-000-11304-OS00001-INA-000000 | PO Closed | GL2608397 | 2026-07-17 | 2026-07-20 | 2026-09-05
121704454-1 | 121704454 - APPROVED | 1 | P-20884-00 | General - Spray Ball Tanko-S20 360Deg, BSP Thread 1/8inch; AWH; 711136; 1 pc | 2 | Pieces | IDR | 10625000 | 21250000 | 2026-08-21 | FIP Engineering | Mochammad Fadhillah Hakim, | FIP Engineering | FIP-DOM-000-11304-OS00001-INA-000000 | PR Open |  | 2026-07-17 | 2026-07-31
121704454-2 | 121704454 - APPROVED | 2 | P-52017-00 | General - Rotary Air Damper Actuator GDB166.1E; Siemens; S55499-D377; 1 pcs | 10 | Pieces | IDR | 3987500 | 39875000 | 2026-08-21 | FIP Engineering | Mochammad Fadhillah Hakim, | FIP Engineering | FIP-DOM-000-11304-OS00001-INA-000000 | PO Open | GL2608031 | 2026-07-17 | 2026-07-31 | 2027-01-10
121704455-1 | 121704455 - APPROVED | 1 | O-15718-00 | General - SYNTHETIC FOOD GRADE; CRC; NSF H1; 1 Pc | 3 | Pieces | IDR | 535000 | 1605000 | 2026-08-21 | FIP Engineering | Mochammad Fadhillah Hakim, | FIP Engineering | FIP-DOM-000-11304-OS00001-INA-000000 | PO Closed | GL2608407 | 2026-07-17 | 2026-07-20 | 2026-09-21
121704455-2 | 121704455 - APPROVED | 2 | O-19427-00 | General - Baut L, SS, M3 x 30 mm + Mur + Ring; No Brand; -; 1 pcs | 100 | Pieces | IDR | 2000 | 200000 | 2026-08-21 | FIP Engineering | Mochammad Fadhillah Hakim, | FIP Engineering | FIP-DOM-000-11304-OS00001-INA-000000 | PO Closed | GL2608407 | 2026-07-17 | 2026-07-20 | 2026-09-21
121704456-1 | 121704456 - APPROVED | 1 | P-51027-00 | General - IsoLasi Kabel Hitam 33 (19mm x 20mm x 0.177mm); Scotch; -; 1 Pcs | 6 | Pieces | IDR | 63050 | 378300 | 2026-08-21 | FIP Engineering | Mochammad Fadhillah Hakim, | FIP Engineering | FIP-DOM-000-11304-OS00001-INA-000000 | PO Open | GL2609428 | 2026-07-17 | 2026-07-20 | 2026-10-05
121704456-2 | 121704456 - APPROVED | 2 | P-54210-00 | General - Cover Stop Kontak; Schneider; IEC 60529 BS5733; 1 pcs | 2 | Pieces | IDR | 86500 | 173000 | 2026-08-21 | FIP Engineering | Mochammad Fadhillah Hakim, | FIP Engineering | FIP-DOM-000-11304-OS00001-INA-000000 | PO Closed | GL2608397 | 2026-07-17 | 2026-07-20 | 2026-09-05
121704459-1 | 121704459 - APPROVED | 1 | O-20294-00 | Autoclave - Oring 70 x 59 x 5.5 mm Viton Custom/Lokal - | 5 | Pieces | IDR | 75000 | 375000 | 2026-08-21 | FIP Engineering | Mochammad Fadhillah Hakim, | FIP Engineering | FIP-DOM-000-11304-OS00001-INA-000000 | PO Closed | GL2608408 | 2026-07-17 | 2026-07-20 | 2026-08-21
121704460-1 | 121704460 - APPROVED | 1 | P-54634-00 | General - Heater Jacket 100DegC Uk. 100 x 160 x 25mm 1kW 220V 1P (AC)m 1kW 220V 1 phase; Custom United Heater; -; 1 unit | 1 | Unit | IDR | 16000000 | 16000000 | 2026-08-21 | FIP Engineering | Mochammad Fadhillah Hakim, | FIP Engineering | FIP-DOM-000-11304-OS00001-INA-000000 | PO Open | GL2608006 | 2026-07-17 | 2026-07-20 | 2026-10-20
121704461-1 | 121704461 - APPROVED | 1 | R-21013-00 | Utility Equipment; ; ; - Recorder KRN1000-0401-0S Autonics - Recorder KRN1000-0401-0S Autonics - Recorder KRN1000-0401-0S Autonics - Recorder KRN1000-0401-0S Autonics | 3 | Unit | IDR | 15219500 | 45658500 | 2026-07-20 | FIP General | Mochammad Fadhillah Hakim, | FIP Engineering | FIP-DOM-ENG-13405-EQ26004-INA-000000 | PO Closed | GL2608025 | 2026-07-18 | 2026-07-20 | 2026-09-30
121704465-1 | 121704465 - APPROVED | 1 | T-22348-00 | Replacement Ultra Violet Lamp for Sievers Model 900/M9; HART; A-2100-UVL; pack | 1 | Pack | IDR | 11000000 | 11000000 | 2026-10-23 | FIP General | Mochammad Fadhillah Hakim, | FIP Engineering | FIP-DOM-ENG-51505-0000000-INA-000000 | PO Open | GL2608024 | 2026-07-21 | 2026-07-21 | 2026-10-23
121704465-2 | 121704465 - APPROVED | 2 | T-22349-00 | Replacement Pump Tubing for Sievers Model 900; HART; A-2101-TUB; pack | 1 | Pack | IDR | 2250000 | 2250000 | 2026-10-23 | FIP General | Mochammad Fadhillah Hakim, | FIP Engineering | FIP-DOM-ENG-51505-0000000-INA-000000 | PO Open | GL2608024 | 2026-07-21 | 2026-07-21 | 2026-10-23
121704465-3 | 121704465 - APPROVED | 3 | T-22350-00 | Replacement Resin Bed for Sievers Model 900; HART; A-2890-RES; pack | 1 | Pack | IDR | 12650000 | 12650000 | 2026-10-23 | FIP General | Mochammad Fadhillah Hakim, | FIP Engineering | FIP-DOM-ENG-51505-0000000-INA-000000 | PO Open | GL2608024 | 2026-07-21 | 2026-07-21 | 2026-10-23
121704466-1 | 121704466 - APPROVED | 1 | P-54703-00 | General - Pompa Submersible V750; York; -; 1 pc | 2 | Pieces | IDR | 3750000 | 7500000 | 2026-08-07 | FIP Engineering | Mochammad Fadhillah Hakim, | FIP Engineering | FIP-DOM-000-11304-OS00001-INA-000000 | PO Open | GL2608396 | 2026-07-21 | 2026-07-21 | 2026-09-20
121704471-1 | 121704471 - APPROVED | 1 | T-81150-00 | Joyko Permanent Marker dual TIP PM 32 Warna Biru - Merah | 5 | Pieces | IDR | 10000 | 50000 | 2026-08-07 | FIP General | Mochammad Fadhillah Hakim, | FIP Engineering | FIP-DOM-ENG-51411-0000000-INA-000000 | PO Closed | GL2608393 | 2026-07-22 | 2026-07-22 | 2026-08-20
121704471-2 | 121704471 - APPROVED | 2 | T-81150-00 | Joyko Permanent Marker dual TIP PM 32 Warna Biru - Hitam | 5 | Pieces | IDR | 10000 | 50000 | 2026-08-07 | FIP General | Mochammad Fadhillah Hakim, | FIP Engineering | FIP-DOM-ENG-51411-0000000-INA-000000 | PO Closed | GL2608393 | 2026-07-22 | 2026-07-22 | 2026-08-20
121704471-3 | 121704471 - APPROVED | 3 | T-81150-00 | Joyko Permanent Marker dual TIP PM 32 Warna Biru - Biru | 5 | Pieces | IDR | 10000 | 50000 | 2026-08-07 | FIP General | Mochammad Fadhillah Hakim, | FIP Engineering | FIP-DOM-ENG-51411-0000000-INA-000000 | PO Closed | GL2608393 | 2026-07-22 | 2026-07-22 | 2026-08-20
121704471-4 | 121704471 - APPROVED | 4 | T-80794-00 | Snowman Permanent Paint Marker CP-12 Warna Hitam - Merah | 5 | Pieces | IDR | 20000 | 100000 | 2026-08-07 | FIP General | Mochammad Fadhillah Hakim, | FIP Engineering | FIP-DOM-ENG-51411-0000000-INA-000000 | PO Closed | GL2608394 | 2026-07-22 | 2026-07-22 | 2026-08-20
121704471-5 | 121704471 - APPROVED | 5 | T-80794-00 | Snowman Permanent Paint Marker CP-12 Warna Hitam - Hitam | 5 | Pieces | IDR | 20000 | 100000 | 2026-08-07 | FIP General | Mochammad Fadhillah Hakim, | FIP Engineering | FIP-DOM-ENG-51411-0000000-INA-000000 | PO Closed | GL2608394 | 2026-07-22 | 2026-07-22 | 2026-08-20
121704471-6 | 121704471 - APPROVED | 6 | T-80794-00 | Snowman Permanent Paint Marker CP-12 Warna Hitam - Biru | 5 | Pieces | IDR | 20000 | 100000 | 2026-08-07 | FIP General | Mochammad Fadhillah Hakim, | FIP Engineering | FIP-DOM-ENG-51411-0000000-INA-000000 | PO Closed | GL2608394 | 2026-07-22 | 2026-07-22 | 2026-08-20
121704472-1 | 121704472 - APPROVED | 1 | S-60002-00 | Jasa Perbaikan dan Pemeliharaan Mesin Utility - Perbaikan Board Tapping Absen | 1 | Lot | IDR | 1581575 | 1581575 | 2026-08-07 | FIP General | Mochammad Fadhillah Hakim, | FIP Engineering | FIP-DOM-ENG-51508-0000000-INA-000000 | PO Open | GL2608022 | 2026-07-22 | 2026-07-23 | 2026-08-30
121704474-1 | 121704474 - APPROVED | 1 | T-12185-00 | PSU CPU - Power Supply Unit Power Up 600 Watt - Power Supply Unit Power Up 600 Watt | 1 | Pieces | IDR | 220000 | 220000 | 2026-07-30 | FIP General | Mochammad Fadhillah Hakim, | FIP Engineering | FIP-DOM-ENG-51505-0000000-INA-000000 | PO Closed | GL2603031 | 2026-07-23 | 2026-07-23 | 2026-08-05
121704479-1 | 121704479 - APPROVED | 1 | T-25289-00 | IGNITER GLOW PLUG ASSEMBLY; AGILENT; 19231-60680; 1 PC PER PACK | 2 | Pack | IDR | 2429000 | 4858000 | 2026-08-07 | FIP General | Mochammad Fadhillah Hakim, | FIP Engineering | FIP-DOM-ENG-51404-0000000-INA-000000 | PO Open | GL2607050 | 2026-07-27 | 2026-07-28 | 2026-09-21
121704480-1 | 121704480 - APPROVED | 1 | P-18599-00 | General - Cast Iron Pipe Clamp, 4"; No Brand; -; 1 pcs | 128 | Pieces | IDR | 216000 | 27648000 | 2026-08-28 | FIP Engineering | Mochammad Fadhillah Hakim, | FIP Engineering | FIP-DOM-000-11304-OS00001-INA-000000 | PO Closed | GL2608397 | 2026-07-28 | 2026-07-29 | 2026-09-05
121704480-2 | 121704480 - APPROVED | 2 | P-18598-00 | General - Cast Iron Pipe Clamp, 2"; No Brand; -; 1 pcs | 90 | Pieces | IDR | 140000 | 12600000 | 2026-08-28 | FIP Engineering | Mochammad Fadhillah Hakim, | FIP Engineering | FIP-DOM-000-11304-OS00001-INA-000000 | PO Closed | GL2608397 | 2026-07-28 | 2026-07-29 | 2026-09-05
121704482-1 | 121704482 - APPROVED | 1 | O-21720-00 | General - Sleeves CSM 001642 M200/90 Y 550 E4 Bt5/5 Thikness 4/10; Piercan; SP010822; 1 Pc | 48 | Pieces | IDR | 7950000 | 381600000 | 2026-07-30 | FIP Engineering | Mochammad Fadhillah Hakim, | FIP Engineering | FIP-DOM-000-11304-OS00001-INA-000000 | PO Open | GL2608409 | 2026-07-28 | 2026-07-30 | 2026-11-30
121704486-1 | 121704486 - APPROVED | 1 | T-22513-00 | Oven Heater Shround; Agilent; G1530-61630; piece | 1 | Pieces | IDR | 64102000 | 64102000 | 2026-08-07 | FIP General | Mochammad Fadhillah Hakim, | FIP Engineering | FIP-DOM-ENG-51505-0000000-INA-000000 | PO Open | GL2607050 | 2026-07-30 | 2026-08-04 | 2026-09-21
121704487-1 | 121704487 - APPROVED | 1 | T-22505-00 | Calibration drive PCB XS; Mettler Toledo; 11106836; piece | 1 | Pieces | IDR | 6260320 | 6260320 | 2026-08-07 | FIP General | Mochammad Fadhillah Hakim, | FIP Engineering | FIP-DOM-ENG-51505-0000000-INA-000000 | PO Open | GL2608002 | 2026-07-30 | 2026-08-04 | 2026-09-11
121704488-1 | 121704488 - APPROVED | 1 | Q-12166-00 | Sandblast JT215 Buram 122cmx50m; Ruisitu; -; 1 Roll | 1 | Roll | IDR | 1650000 | 1650000 | 2026-08-07 | FIP General | Mochammad Fadhillah Hakim, | FIP Engineering | FIP-DOM-ENG-51502-0000000-INA-000000 | PO Closed | GL2608399 | 2026-07-31 | 2026-08-04 | 2026-09-15
121704500-1 | 121704500 - APPROVED | 1 | T-80109-00 | Cellotape / Lakban Kertas 1 inch warna Putih ; No Brand ; pack size per pcs | 80 | Roll | IDR | 7000 | 560000 | 2026-08-13 | FIP General | Mochammad Fadhillah Hakim, | FIP Engineering | FIP-DOM-ENG-51411-0000000-INA-000000 | PO Closed | GL2608393 | 2026-08-05 | 2026-08-05 | 2026-08-20
121704501-1 | 121704501 - APPROVED | 1 | P-15852-00 | General - Ampelas P500; EAGLE; -; 1 pcs | 50 | Pieces | IDR | 5000 | 250000 | 2026-08-10 | FIP Engineering | Mochammad Fadhillah Hakim, | FIP Engineering | FIP-DOM-000-11304-OS00001-INA-000000 | PO Closed | GL2608398 | 2026-08-05 | 2026-08-06 | 2026-09-01
121704501-2 | 121704501 - APPROVED | 2 | P-51559-00 | General - Lampu TL T5 14 W White; Philips; -; 1 unt | 40 | Pack | IDR | 38000 | 1520000 | 2026-08-10 | FIP Engineering | Mochammad Fadhillah Hakim, | FIP Engineering | FIP-DOM-000-11304-OS00001-INA-000000 | PO Closed | GL2608398 | 2026-08-05 | 2026-08-06 | 2026-09-01
121704501-3 | 121704501 - APPROVED | 3 | P-51560-00 | General - Lampu TL T5 28W White; Philips; -; 1 unt | 40 | Pieces | IDR | 46500 | 1860000 | 2026-08-10 | FIP Engineering | Mochammad Fadhillah Hakim, | FIP Engineering | FIP-DOM-000-11304-OS00001-INA-000000 | PO Closed | GL2608398 | 2026-08-05 | 2026-08-06 | 2026-09-01
121704501-4 | 121704501 - APPROVED | 4 | P-54707-00 | General - Lampu Panel LED 30 x 120cm; Philips; RC081VLED30S/865; 1 pc | 20 | Pieces | IDR | 750000 | 15000000 | 2026-08-10 | FIP Engineering | Mochammad Fadhillah Hakim, | FIP Engineering | FIP-DOM-000-11304-OS00001-INA-000000 | PO Closed | GL2608398 | 2026-08-05 | 2026-08-06 | 2026-09-01
121704501-5 | 121704501 - APPROVED | 5 | P-10857-00 | General - Elbow PVC 90 AW 1 1/2inch; Rucika; -; 1 Pc | 6 | Pieces | IDR | 10620 | 63720 | 2026-08-10 | FIP Engineering | Mochammad Fadhillah Hakim, | FIP Engineering | FIP-DOM-000-11304-OS00001-INA-000000 | PR Open |  | 2026-08-05 | 2026-08-06
121704502-1 | 121704502 - APPROVED | 1 | Q-70055-00 | Isi Kuas Cat Epoxy Roll; Rollset; Ukuran 9 Inch; pack size per pcs | 30 | Pieces | IDR | 38000 | 1140000 | 2026-08-10 | FIP Engineering | Mochammad Fadhillah Hakim, | FIP Engineering | FIP-DOM-000-11304-OS00001-INA-000000 | PO Closed | GL2608035 | 2026-08-05 | 2026-08-06 | 2026-09-15
121704502-2 | 121704502 - APPROVED | 2 | Q-70054-00 | Isi Kuas Cat Epoxy Roll; Rollset; Ukuran 4 Inch; pack size per pcs | 50 | Pieces | IDR | 27000 | 1350000 | 2026-08-10 | FIP Engineering | Mochammad Fadhillah Hakim, | FIP Engineering | FIP-DOM-000-11304-OS00001-INA-000000 | PO Closed | GL2608035 | 2026-08-05 | 2026-08-06 | 2026-09-15
121704502-3 | 121704502 - APPROVED | 3 | Q-12152-00 | Lem Kayu Putih 350 gram; Fox; ; 350 gram per pack | 10 | Pack | IDR | 15000 | 150000 | 2026-08-10 | FIP General | Mochammad Fadhillah Hakim, | FIP Engineering | FIP-DOM-ENG-51502-0000000-INA-000000 | PO Closed | GL2608035 | 2026-08-05 | 2026-08-06 | 2026-09-15
121704502-5 | 121704502 - APPROVED | 5 | Q-60502-00 | Silicone Sealant;Silglaze;Type N10 White;pack size per pcs | 50 | Pieces | IDR | 41000 | 2050000 | 2026-08-10 | FIP Engineering | Mochammad Fadhillah Hakim, | FIP Engineering | FIP-DOM-000-11304-OS00001-INA-000000 | PO Closed | GL2608036 | 2026-08-05 | 2026-08-06 | 2026-09-10
121704502-6 | 121704502 - APPROVED | 6 | Q-10302-00 | Compound / Kompon Gypsum;No Brand;;pack size 20 kg per pck | 3 | Pack | IDR | 58000 | 174000 | 2026-08-10 | FIP General | Mochammad Fadhillah Hakim, | FIP Engineering | FIP-DOM-ENG-51502-0000000-INA-000000 | PO Closed | GL2608035 | 2026-08-05 | 2026-08-06 | 2026-09-15
121704511-1 | 121704511 - APPROVED | 1 | R-62027-00 | Access Door; ; ; - Virdi AC-2100 Plus SC | 1 | Unit | IDR | 9324000 | 9324000 | 2026-08-21 | FIP General | Mochammad Fadhillah Hakim, | FIP Engineering | FIP-DOM-ENG-13408-ITNB214-INA-000000 | PO Closed | GL2608042 | 2026-08-09 | 2026-08-27 | 2026-09-04
121704512-1 | 121704512 - APPROVED | 1 | R-20024-00 | Machine Equipment; ; ; - SUPREME CABLE - Kabel Listrik Inti Ganda Tembaga Murni - NYM 3 x 1.5 mm 50m - SUPREME CABLE - Kabel Listrik Inti Ganda Tembaga Murni - NYM 3 x 1.5 mm 50m | 1 | Unit | IDR | 1350000 | 1350000 | 2026-08-21 | FIP General | Mochammad Fadhillah Hakim, | FIP Engineering | FIP-DOM-PRJ-13404-MC26022-INA-000000 | PO Open | GL2608037 | 2026-08-09 | 2026-08-10 | 2026-09-21
121704512-2 | 121704512 - APPROVED | 2 | R-20024-00 | Machine Equipment; ; ; - Pipa Conduit 20mm 2,9m Putih - Pipa Conduit 20mm 2,9m Putih | 15 | Unit | IDR | 20000 | 300000 | 2026-08-21 | FIP General | Mochammad Fadhillah Hakim, | FIP Engineering | FIP-DOM-PRJ-13404-MC26022-INA-000000 | PO Open | GL2608037 | 2026-08-09 | 2026-08-10 | 2026-09-21
121704512-3 | 121704512 - APPROVED | 3 | R-20024-00 | Machine Equipment; ; ; - T-dus Cabang 3 Conduit Boss - T-dus Cabang 3 Conduit Boss | 10 | Unit | IDR | 12000 | 120000 | 2026-08-21 | FIP General | Mochammad Fadhillah Hakim, | FIP Engineering | FIP-DOM-PRJ-13404-MC26022-INA-000000 | PO Open | GL2608037 | 2026-08-09 | 2026-08-10 | 2026-09-21
121704512-4 | 121704512 - APPROVED | 4 | R-20024-00 | Machine Equipment; ; ; - Flexibel 20mm Merk Boss per 1 meter - Flexibel 20mm Merk Boss per 1 meter | 50 | Unit | IDR | 10000 | 500000 | 2026-08-21 | FIP General | Mochammad Fadhillah Hakim, | FIP Engineering | FIP-DOM-PRJ-13404-MC26022-INA-000000 | PO Open | GL2608037 | 2026-08-09 | 2026-08-10 | 2026-09-21
121704512-5 | 121704512 - APPROVED | 5 | R-20024-00 | Machine Equipment; ; ; - BROCO Stop Kontak Allegra (C151) - BROCO Stop Kontak Allegra (C151) | 5 | Unit | IDR | 20000 | 100000 | 2026-08-21 | FIP General | Mochammad Fadhillah Hakim, | FIP Engineering | FIP-DOM-PRJ-13404-MC26022-INA-000000 | PO Open | GL2608037 | 2026-08-09 | 2026-08-10 | 2026-09-21
121704512-6 | 121704512 - APPROVED | 6 | R-20024-00 | Machine Equipment; ; ; - Saklar 4 Gang Classic Set Outbow Schneider - Saklar 4 Gang Classic Set Outbow Schneider | 2 | Unit | IDR | 80000 | 160000 | 2026-08-21 | FIP General | Mochammad Fadhillah Hakim, | FIP Engineering | FIP-DOM-PRJ-13404-MC26022-INA-000000 | PO Open | GL2608037 | 2026-08-09 | 2026-08-10 | 2026-09-21
121704512-7 | 121704512 - APPROVED | 7 | R-20024-00 | Machine Equipment; ; ; - Elbow Pipa Listrik 20mm Knee Pipa Conduit 20mm BOSS - Elbow Pipa Listrik 20mm Knee Pipa Conduit 20mm BOSS | 20 | Unit | IDR | 12000 | 240000 | 2026-08-21 | FIP General | Mochammad Fadhillah Hakim, | FIP Engineering | FIP-DOM-PRJ-13404-MC26022-INA-000000 | PO Open | GL2608037 | 2026-08-09 | 2026-08-10 | 2026-09-21
121704512-8 | 121704512 - APPROVED | 8 | R-20024-00 | Machine Equipment; ; ; - Schneider Electric S-Classic Saklar Lampu 3 Gang 1W - E33 1 2AR_WE_G3 - Schneider Electric S-Classic Saklar Lampu 3 Gang 1W - E33 1 2AR_WE_G3 | 1 | Unit | IDR | 25000 | 25000 | 2026-08-21 | FIP General | Mochammad Fadhillah Hakim, | FIP Engineering | FIP-DOM-PRJ-13404-MC26022-INA-000000 | PO Open | GL2608037 | 2026-08-09 | 2026-08-10 | 2026-09-21
121704513-1 | 121704513 - APPROVED | 1 | S-60002-00 | Jasa Perbaikan dan Pemeliharaan Mesin Utility - SOFTWARE-FUJI SCS-1.3 LITE-LICENSE ASSY-- (308/08/13-14 & 309/08/13-14) | 1 | Lot | USD | 36124000 | 36124000 | 2026-09-11 | FIP General | Mochammad Fadhillah Hakim, | FIP Engineering | FIP-DOM-ENG-51508-0000000-INA-000000 | PO Open | GL2609007 | 2026-08-09 | 2026-08-10 | 2026-09-30
121704521-1 | 121704521 - APPROVED | 1 | O-20292-00 | Strainer Machine - Strainer Crabs CR4 Capping 18X20 mm Custom/Lokal | 1 | Pieces | IDR | 1734000 | 1734000 | 2026-09-18 | FIP Engineering | Mochammad Fadhillah Hakim, | FIP Engineering | FIP-DOM-000-11304-OS00001-INA-000000 | PR Open |  | 2026-08-13 | 2026-08-20
121704522-1 | 121704522 - APPROVED | 1 | Q-10136-00 | TOTO - Kran T23BQ13N | 2 | Pieces | IDR | 475000 | 950000 | 2026-09-18 | FIP General | Mochammad Fadhillah Hakim, | FIP Engineering | FIP-DOM-ENG-51502-0000000-INA-000000 | PO Open | GL2609436 | 2026-08-13 | 2026-08-20 | 2026-10-10
121704523-1 | 121704523 - APPROVED | 1 | P-13370-00 | General - Pulser SCR Heater Controller Wall Mounted 0-10 VD DC; Regin; 240-X010; 1 unit | 3 | Unit | IDR | 4176900 | 12530700 | 2026-09-18 | FIP Engineering | Mochammad Fadhillah Hakim, | FIP Engineering | FIP-DOM-000-11304-OS00001-INA-000000 | PO Open | GL2609427 | 2026-08-13 | 2026-08-20 | 2026-10-20
121704526-1 | 121704526 - APPROVED | 1 | O-19911-00 | CC600L Machine - Coil Evaporator Uk. 40 cm x 15 x 15, Material Tembaga; Custom/Lokal; -; 1 Unit | 1 | Unit | IDR | 7500000 | 7500000 | 2026-09-18 | FIP Engineering | Mochammad Fadhillah Hakim, | FIP Engineering | FIP-DOM-000-11304-OS00001-INA-000000 | PO Open | GL2609018 | 2026-08-13 | 2026-08-20 | 2026-10-10
121704527-1 | 121704527 - APPROVED | 1 | P-51894-00 | General - Lampu TL LED Bright Boost 18 W; Philips; -; 1 unt | 5 | Pieces | IDR | 35000 | 175000 | 2026-09-18 | FIP Engineering | Mochammad Fadhillah Hakim, | FIP Engineering | FIP-DOM-000-11304-OS00001-INA-000000 | PR Open |  | 2026-08-13 | 2026-09-09
121704528-1 | 121704528 - APPROVED | 1 | O-20918-00 | cRABS Z064CR - Glove Port Pom White Uk: 227x310x15.25mm; Custom/Lokal; -; 1 Pc | 2 | Pieces | IDR | 4000000 | 8000000 | 2026-09-18 | FIP Engineering | Mochammad Fadhillah Hakim, | FIP Engineering | FIP-DOM-000-11304-OS00001-INA-000000 | PR Open |  | 2026-08-13 | 2026-08-20
121704529-1 | 121704529 - APPROVED | 1 | O-15619-00 | General - HIGH PRECISION OPTICAL FIBER 10MM WIDTH, VIALS MAXIMUM LOAD AT OUTFEED SENSOR; Keyence; FU-12; 1 Pc | 1 | Unit | IDR | 2390000 | 2390000 | 2026-09-18 | FIP Engineering | Mochammad Fadhillah Hakim, | FIP Engineering | FIP-DOM-000-11304-OS00001-INA-000000 | PR Open |  | 2026-08-13 | 2026-08-20
121704531-1 | 121704531 - APPROVED | 1 | P-13429-00 | General - Cable Ducting 25mm x 40mm; Lokal; -; 1 pcs | 6 | Pieces | IDR | 40000 | 240000 | 2026-09-18 | FIP General | Mochammad Fadhillah Hakim, | FIP Engineering | FIP-DOM-ENG-51502-0000000-INA-000000 | PO Open | GL2609428 | 2026-08-13 | 2026-08-20 | 2026-10-05
121704531-2 | 121704531 - APPROVED | 2 | P-15437-00 | CABLE SPIRAL WRAPPING, TYPE KS24, BRAND KSS; ; ; | 3 | Pack | IDR | 165000 | 495000 | 2026-09-18 | FIP Engineering | Mochammad Fadhillah Hakim, | FIP Engineering | FIP-DOM-000-11304-OS00001-INA-000000 | PO Open | GL2609428 | 2026-08-13 | 2026-08-20 | 2026-10-05
121704532-1 | 121704532 - APPROVED | 1 | P-18066-00 | General - Hepa Filter H13 (99,95%) Size: 610 x 610 x 90; Camfil; -; 1 Pc | 2 | Pieces | IDR | 2200000 | 4400000 | 2026-09-18 | FIP Engineering | Mochammad Fadhillah Hakim, | FIP Engineering | FIP-DOM-000-11304-OS00001-INA-000000 | PR Open |  | 2026-08-13 | 2026-08-20
121704533-1 | 121704533 - APPROVED | 1 | O-16571-00 | Marchesini MA155 - Conveyor Belt TS10 570 x 40 Habasit p/n:C720005740; Habasit; C720005740; 1 Pc | 2 | Pieces | IDR | 1789208 | 3578417 | 2026-09-18 | FIP Engineering | Mochammad Fadhillah Hakim, | FIP Engineering | FIP-DOM-000-11304-OS00001-INA-000000 | PR Open |  | 2026-08-13 | 2026-08-20
121704534-1 | 121704534 - APPROVED | 1 | P-52709-00 | General - Pressure Transmitter TPS30-G27AR2-00; Autonics; -; 1 pc | 1 | Pieces | IDR | 1609300 | 1609300 | 2026-09-18 | FIP Engineering | Mochammad Fadhillah Hakim, | FIP Engineering | FIP-DOM-000-11304-OS00001-INA-000000 | PR Open |  | 2026-08-13 | 2026-08-20
121704535-1 | 121704535 - APPROVED | 1 | P-53259-00 | UV Sensor PIN : 270264040; Hanovia; ; | 1 | Unit | IDR | 18360000 | 18360000 | 2026-09-18 | FIP Engineering | Mochammad Fadhillah Hakim, | FIP Engineering | FIP-DOM-000-11304-OS00001-INA-000000 | PR Open |  | 2026-08-13 | 2026-09-09
121704536-1 | 121704536 - APPROVED | 1 | Q-10805-00 | Multipox MX-98-2K SB White;Propan;Type White;pack size per 20 kg pail | 1 | Pail | IDR | 1369369 | 1369369 | 2026-09-18 | FIP Engineering | Mochammad Fadhillah Hakim, | FIP Engineering | FIP-DOM-000-11304-OS00001-INA-000000 | PO Open | GL2609431 | 2026-08-13 | 2026-08-20 | 2026-10-10
121704536-2 | 121704536 - APPROVED | 2 | Q-60328-00 | Cat Decor Acrylic Enamel DAE - 550 / Solvent Based; Propan; TEAL 5412 - Warna Biru; pack size 20 liter per pail | 4 | Pail | IDR | 1810000 | 7240000 | 2026-09-18 | FIP General | Mochammad Fadhillah Hakim, | FIP Engineering | FIP-DOM-ENG-51502-0000000-INA-000000 | PO Open | GL2609431 | 2026-08-13 | 2026-08-20 | 2026-10-10
121704537-1 | 121704537 - APPROVED | 1 | P-12764-00 | General - Silicone Gasket for Ferrule dia. 1/2inch; Custom; -; 1 pcs | 30 | Pieces | IDR | 15000 | 450000 | 2026-09-18 | FIP Engineering | Mochammad Fadhillah Hakim, | FIP Engineering | FIP-DOM-000-11304-OS00001-INA-000000 | PR Open |  | 2026-08-13 | 2026-08-20 | 2026-09-18
121704537-2 | 121704537 - APPROVED | 2 | P-50717-00 | General - Kabel UTP 4 Pairs Cat 6; Belden; -; 305m/roll | 1220 | Meter | IDR | 7704 | 9398880 | 2026-09-18 | FIP Engineering | Mochammad Fadhillah Hakim, | FIP Engineering | FIP-DOM-000-11304-OS00001-INA-000000 | PO Open | GL2609428 | 2026-08-13 | 2026-08-20 | 2026-10-05
121704537-3 | 121704537 - APPROVED | 3 | P-52420-00 | General - Ceiling Exhaust Fan; KDK; FV-25TGU5; 1 Pc | 1 | Unit | IDR | 410000 | 410000 | 2026-09-18 | FIP Engineering | Mochammad Fadhillah Hakim, | FIP Engineering | FIP-DOM-000-11304-OS00001-INA-000000 | PR Open |  | 2026-08-13 | 2026-08-20
121704538-1 | 121704538 - APPROVED | 1 | Q-60105-00 | Cat Dulux Ambiance Brilliant White; Dulux; 2290; pack size per 20L | 2 | Pail | IDR | 2568500 | 5137000 | 2026-09-18 | FIP Engineering | Mochammad Fadhillah Hakim, | FIP Engineering | FIP-DOM-000-11304-OS00001-INA-000000 | PO Open | GL2609436 | 2026-08-13 | 2026-08-20 | 2026-10-10
121704539-1 | 121704539 - APPROVED | 1 | O-14641-00 | General - Silicone Gasket for Ferrule dia. 1"; -; -; 1 Pc | 30 | Pieces | IDR | 13200 | 396000 | 2026-09-18 | FIP Engineering | Mochammad Fadhillah Hakim, | FIP Engineering | FIP-DOM-000-11304-OS00001-INA-000000 | PR Open |  | 2026-08-13 | 2026-08-20
121704539-2 | 121704539 - APPROVED | 2 | O-14642-00 | General - Silicone Gasket for Ferrule dia. 2,5"; -; -; 1 Pc | 30 | Pieces | IDR | 19800 | 594000 | 2026-09-18 | FIP Engineering | Mochammad Fadhillah Hakim, | FIP Engineering | FIP-DOM-000-11304-OS00001-INA-000000 | PR Open |  | 2026-08-13 | 2026-08-20
121704539-3 | 121704539 - APPROVED | 3 | O-14644-00 | General - Silicone Gasket for Ferrule dia. 4"; -; -; 1 Pc | 20 | Pieces | IDR | 33600 | 672000 | 2026-09-18 | FIP Engineering | Mochammad Fadhillah Hakim, | FIP Engineering | FIP-DOM-000-11304-OS00001-INA-000000 | PR Open |  | 2026-08-13 | 2026-08-20
121704540-1 | 121704540 - APPROVED | 1 | Q-60503-00 | Silicone Sealant;Silglaze;Type N10 Grey;pack size per pcs | 50 | Pieces | IDR | 41000 | 2050000 | 2026-09-18 | FIP Engineering | Mochammad Fadhillah Hakim, | FIP Engineering | FIP-DOM-000-11304-OS00001-INA-000000 | PO Open | GL2609430 | 2026-08-13 | 2026-08-20 | 2026-10-02
121704541-1 | 121704541 - APPROVED | 1 | Q-10128-00 | Thinner Super End/Impala @ 1 Liter | 20 | Pieces | IDR | 60000 | 1200000 | 2026-09-18 | FIP Engineering | Mochammad Fadhillah Hakim, | FIP Engineering | FIP-DOM-000-11304-OS00001-INA-000000 | PO Closed | GL2608045 | 2026-08-13 | 2026-08-20 | 2026-09-18
121704541-2 | 121704541 - APPROVED | 2 | Q-10517-00 | Kape Besi / Scraper / Skrap Besi;No Brand;;pack size per pcs | 5 | Pieces | IDR | 9000 | 45000 | 2026-09-18 | FIP General | Mochammad Fadhillah Hakim, | FIP Engineering | FIP-DOM-ENG-51502-0000000-INA-000000 | PO Closed | GL2608045 | 2026-08-13 | 2026-08-20 | 2026-09-18
121704541-3 | 121704541 - APPROVED | 3 | Q-60025-00 | Kuas Cat Uk. 1 inch;Eterna;Tipe 611;pack size per pcs | 35 | Pieces | IDR | 3000 | 105000 | 2026-09-18 | FIP General | Mochammad Fadhillah Hakim, | FIP Engineering | FIP-DOM-ENG-51404-0000000-INA-000000 | PO Closed | GL2608045 | 2026-08-13 | 2026-08-20 | 2026-09-18
121704541-4 | 121704541 - APPROVED | 4 | Q-60026-00 | Kuas Cat Uk. 2 inch;Eterna;Tipe 611;pack size per pcs | 10 | Pieces | IDR | 5000 | 50000 | 2026-09-18 | FIP General | Mochammad Fadhillah Hakim, | FIP Engineering | FIP-DOM-ENG-51404-0000000-INA-000000 | PO Closed | GL2608045 | 2026-08-13 | 2026-08-20 | 2026-09-18
121704546-1 | 121704546 - APPROVED | 1 | O-21592-00 | Mixing - Baut Pengunci Alphaport Ukuran 19x46 mm, Mat. SUS304; Custom/Lokal; -; 1 Pc | 2 | Pieces | IDR | 475000 | 950000 | 2026-09-18 | FIP Engineering | Mochammad Fadhillah Hakim, | FIP Engineering | FIP-DOM-000-11304-OS00001-INA-000000 | PR Open |  | 2026-08-18 | 2026-08-20
121704547-1 | 121704547 - APPROVED | 1 | P-12266-00 | FESTO - Push In Fitting QS-1/2-10 part number 190646 | 10 | Pieces | IDR | 60000 | 600000 | 2026-09-18 | FIP Engineering | Mochammad Fadhillah Hakim, | FIP Engineering | FIP-DOM-000-11304-OS00001-INA-000000 | PO Open | GL2609426 | 2026-08-18 | 2026-08-20 | 2026-10-10
121704547-2 | 121704547 - APPROVED | 2 | P-12267-00 | FESTO - Push In Fitting QS-1/2-8 (NPQE-D-R12-Q8-P5); P/N : 8112930 | 5 | Pieces | IDR | 59707 | 298535 | 2026-09-18 | FIP Engineering | Mochammad Fadhillah Hakim, | FIP Engineering | FIP-DOM-000-11304-OS00001-INA-000000 | PO Open | GL2609426 | 2026-08-18 | 2026-08-20 | 2026-10-10
121704548-1 | 121704548 - APPROVED | 1 | O-53642-00 | Blister TR100LT - Universal Thermistor Temperature Sensor NTC 10K 3435; -; -; 1 Pc | 1 | Pieces | IDR | 30000 | 30000 | 2026-09-18 | FIP Engineering | Mochammad Fadhillah Hakim, | FIP Engineering | FIP-DOM-000-11304-OS00001-INA-000000 | PO Open | GL2609434 | 2026-08-18 | 2026-08-20 | 2026-10-10
121704548-2 | 121704548 - APPROVED | 2 | O-53643-00 | Freeze Dryer MBE1207 - Solenoid 180-4E1-PLL 24VDC; Koganei; -; 1 Pc | 1 | Pieces | IDR | 850000 | 850000 | 2026-09-18 | FIP Engineering | Mochammad Fadhillah Hakim, | FIP Engineering | FIP-DOM-000-11304-OS00001-INA-000000 | PO Open | GL2609434 | 2026-08-18 | 2026-08-20 | 2026-10-10
121704549-1 | 121704549 - APPROVED | 1 | P-12482-00 | General - Mata Bor Besi, dia. 2 mm; NACHI; -; 1 pcs | 2 | Pieces | IDR | 20000 | 40000 | 2026-09-18 | FIP Engineering | Mochammad Fadhillah Hakim, | FIP Engineering | FIP-DOM-000-11304-OS00001-INA-000000 | PR Open |  | 2026-08-18 | 2026-08-20
121704549-2 | 121704549 - APPROVED | 2 | P-12483-00 | General - Mata Bor Besi, dia. 2.5 mm; NACHI; -; 1 pcs | 2 | Pieces | IDR | 23000 | 46000 | 2026-09-18 | FIP Engineering | Mochammad Fadhillah Hakim, | FIP Engineering | FIP-DOM-000-11304-OS00001-INA-000000 | PR Open |  | 2026-08-18 | 2026-08-20
121704549-3 | 121704549 - APPROVED | 3 | P-12485-00 | General - Mata Bor Besi, dia. 3 mm; NACHI; -; 1 pcs | 2 | Pieces | IDR | 25000 | 50000 | 2026-09-18 | FIP Engineering | Mochammad Fadhillah Hakim, | FIP Engineering | FIP-DOM-000-11304-OS00001-INA-000000 | PR Open |  | 2026-08-18 | 2026-08-20
121704549-4 | 121704549 - APPROVED | 4 | P-12487-00 | General - Mata Bor Besi, dia. 3.5 mm; NACHI; -; 1 pcs | 2 | Pieces | IDR | 27000 | 54000 | 2026-09-18 | FIP Engineering | Mochammad Fadhillah Hakim, | FIP Engineering | FIP-DOM-000-11304-OS00001-INA-000000 | PR Open |  | 2026-08-18 | 2026-08-20
121704549-5 | 121704549 - APPROVED | 5 | P-12488-00 | General - Mata Bor Besi, dia. 4 mm; NACHI; -; 1 pcs | 2 | Pieces | IDR | 30000 | 60000 | 2026-09-18 | FIP Engineering | Mochammad Fadhillah Hakim, | FIP Engineering | FIP-DOM-000-11304-OS00001-INA-000000 | PR Open |  | 2026-08-18 | 2026-08-20
121704549-6 | 121704549 - APPROVED | 6 | P-15774-00 | General - Tee, SS 304, Sch 10, Butt Welded, 1 x 1inch; No Brand; -; 1 pcs | 4 | Pieces | IDR | 135000 | 540000 | 2026-09-18 | FIP General | Mochammad Fadhillah Hakim, | FIP Engineering | FIP-DOM-ENG-51404-0000000-INA-000000 | PO Open | GL2609021 | 2026-08-18 | 2026-08-20 | 2026-10-20
121704549-7 | 121704549 - APPROVED | 7 | P-20883-00 | General - Helicoil Baut Kunci Thread Insert M3 s/d M8 Set; No Brand; -; 150pcs/set | 1 | Set | IDR | 75000 | 75000 | 2026-09-18 | FIP Engineering | Mochammad Fadhillah Hakim, | FIP Engineering | FIP-DOM-000-11304-OS00001-INA-000000 | PO Open | GL2609428 | 2026-08-18 | 2026-08-20 | 2026-10-05
121704549-8 | 121704549 - APPROVED | 8 | P-20913-00 | Chemical - Spotcheck Red Penetrant; Magnaflux; SKL-SP2; 400ml/can | 5 | Can | IDR | 95000 | 475000 | 2026-09-18 | FIP Engineering | Mochammad Fadhillah Hakim, | FIP Engineering | FIP-DOM-000-11304-OS00001-INA-000000 | PR Open |  | 2026-08-18 | 2026-08-20 | 2026-09-18
121704549-9 | 121704549 - APPROVED | 9 | P-20914-00 | Chemical - Spotcheck Cleaner; Magnaflux; SKC-S; 400ml/can | 5 | Can | IDR | 95000 | 475000 | 2026-09-18 | FIP Engineering | Mochammad Fadhillah Hakim, | FIP Engineering | FIP-DOM-000-11304-OS00001-INA-000000 | PR Open |  | 2026-08-18 | 2026-08-20
121704549-10 | 121704549 - APPROVED | 10 | P-20929-00 | General - Spotcheck Developer; Magnaflux; SKD-S2; 400 ml/can | 5 | Can | IDR | 97500 | 487500 | 2026-09-18 | FIP Engineering | Mochammad Fadhillah Hakim, | FIP Engineering | FIP-DOM-000-11304-OS00001-INA-000000 | PR Open |  | 2026-08-18 | 2026-08-20
121704549-11 | 121704549 - APPROVED | 11 | P-54712-00 | General - Mesin Drain Cleaner 30 Meter; STG; GQ75; 1 unit | 1 | Unit | IDR | 4650000 | 4650000 | 2026-09-18 | FIP Engineering | Mochammad Fadhillah Hakim, | FIP Engineering | FIP-DOM-000-11304-OS00001-INA-000000 | PR Open |  | 2026-08-18 | 2026-08-20
121704549-12 | 121704549 - APPROVED | 12 | P-54713-00 | General - Lampu LED True Force Essential Cool Daylight Essential 25W E27 6500K; Philips; -; 1 pc | 3 | Pieces | IDR | 90000 | 270000 | 2026-09-18 | FIP Engineering | Mochammad Fadhillah Hakim, | FIP Engineering | FIP-DOM-000-11304-OS00001-INA-000000 | PR Open |  | 2026-08-18 | 2026-08-20
121704549-13 | 121704549 - APPROVED | 13 | P-54704-00 | General - Saklar Emergency Stop Panel Box 1NC + 1NO; Fort; -; 1 set | 1 | Set | IDR | 80000 | 80000 | 2026-08-20 | FIP Engineering | Mochammad Fadhillah Hakim, | FIP Engineering | FIP-DOM-000-11304-OS00001-INA-000000 | PR Open |  | 2026-08-18 | 2026-08-20
121704550-1 | 121704550 - APPROVED | 1 | Q-11002-00 | General - Philips T5 TCH086 Essential Batten 14Watt PUTIH COOL DAYLIGHT Set Lengkap dengan Kap; Philips; ; | 3 | Pieces | IDR | 130000 | 390000 | 2026-09-18 | FIP Engineering | Mochammad Fadhillah Hakim, | FIP Engineering | FIP-DOM-000-11304-OS00001-INA-000000 | PO Open | GL2609434 | 2026-08-18 | 2026-08-20 | 2026-10-10
121704550-2 | 121704550 - APPROVED | 2 | Q-12145-00 | Kasa Gypsum Tanpa Lem Ukuran 1 inch; Lokal; ; 20 meter per roll | 5 | Roll | IDR | 15000 | 75000 | 2026-09-18 | FIP General | Mochammad Fadhillah Hakim, | FIP Engineering | FIP-DOM-ENG-51502-0000000-INA-000000 | PO Open | GL2609434 | 2026-08-18 | 2026-08-20 | 2026-10-10
121704550-3 | 121704550 - APPROVED | 3 | Q-12150-00 | Cat Semprot Scoopy Brown H391; Samurai Paint; Scoopy Brown H391; 400 ml per can | 1 | Can | IDR | 70000 | 70000 | 2026-09-18 | FIP General | Mochammad Fadhillah Hakim, | FIP Engineering | FIP-DOM-ENG-51502-0000000-INA-000000 | PO Open | GL2609434 | 2026-08-18 | 2026-08-20 | 2026-10-10
121704550-4 | 121704550 - APPROVED | 4 | Q-12151-00 | Keramik Dlucido Cream Uk. 20x25; Roman; Type W25107; pack size per 20 pcs box | 4 | Box | IDR | 175000 | 700000 | 2026-09-18 | FIP General | Mochammad Fadhillah Hakim, | FIP Engineering | FIP-DOM-ENG-51502-0000000-INA-000000 | PO Open | GL2609434 | 2026-08-18 | 2026-08-20 | 2026-10-10
121704550-5 | 121704550 - APPROVED | 5 | Q-12153-00 | Door Seal Karet Penutup Bawah Pintu Hitam uk. 5 cm x 1 M; Lokal; ; pc | 3 | Pieces | IDR | 50000 | 150000 | 2026-09-18 | FIP General | Mochammad Fadhillah Hakim, | FIP Engineering | FIP-DOM-ENG-51502-0000000-INA-000000 | PO Open | GL2609434 | 2026-08-18 | 2026-08-20 | 2026-10-10
121704550-6 | 121704550 - APPROVED | 6 | Q-70039-00 | Tang Lancip Uk. 6 inch (Long Plier Nose);Tekiro;CN: PL-LN0760;pack size per pcs | 2 | Pieces | IDR | 65000 | 130000 | 2026-09-18 | FIP General | Mochammad Fadhillah Hakim, | FIP Engineering | FIP-DOM-ENG-51404-0000000-INA-000000 | PO Open | GL2609433 | 2026-08-18 | 2026-08-20 | 2026-10-05
121704550-7 | 121704550 - APPROVED | 7 | Q-70201-00 | Tang Kombinasi / Linesman Pliers Uk 7 inch; Tekiro; PL-LM0758; pc | 2 | Pieces | IDR | 80000 | 160000 | 2026-09-18 | FIP General | Mochammad Fadhillah Hakim, | FIP Engineering | FIP-DOM-ENG-51404-0000000-INA-000000 | PR Open |  | 2026-08-18 | 2026-08-20
121704550-8 | 121704550 - APPROVED | 8 | Q-70253-00 | Screwdriver LRSST8 / Obeng Plus dan Minus Set; Krisbow; KW0102648; 8 pc per set | 1 | Set | IDR | 178900 | 178900 | 2026-09-18 | FIP General | Mochammad Fadhillah Hakim, | FIP Engineering | FIP-DOM-ENG-51404-0000000-INA-000000 | PR Open |  | 2026-08-18 | 2026-08-20
121704550-9 | 121704550 - APPROVED | 9 | Q-70254-00 | Obeng Ketok/Impact Driver Set; Tekiro; SD-IM0921; 11 pc per set | 1 | Set | IDR | 350000 | 350000 | 2026-09-18 | FIP General | Mochammad Fadhillah Hakim, | FIP Engineering | FIP-DOM-ENG-51404-0000000-INA-000000 | PO Open | GL2609434 | 2026-08-18 | 2026-08-20 | 2026-10-10
121704550-10 | 121704550 - APPROVED | 10 | Q-70255-00 | Kunci Sock T 13 mm; Tekiro; WR-TT0237; pc | 2 | Pieces | IDR | 45000 | 90000 | 2026-09-18 | FIP General | Mochammad Fadhillah Hakim, | FIP Engineering | FIP-DOM-ENG-51404-0000000-INA-000000 | PO Open | GL2609434 | 2026-08-18 | 2026-08-20 | 2026-10-10
121704552-1 | 121704552 - APPROVED | 1 | S-20570-00 | Kedok Las Otomatis (Automatic Welding Helmet / Auto Darkening); DAIDEN; EIJI 10X; | 1 | Pieces | IDR | 925000 | 925000 | 2026-09-18 | FIP General | Mochammad Fadhillah Hakim, | FIP Engineering | FIP-DOM-ENG-51202-0000000-INA-000000 | PO Open | GL2609015 | 2026-08-18 | 2026-08-20 | 2026-09-23
121704555-1 | 121704555 - APPROVED | 1 | O-20294-00 | Autoclave - Oring 70 x 59 x 5.5 mm Viton Custom/Lokal - | 5 | Pieces | IDR | 75000 | 375000 | 2026-09-25 | FIP Engineering | Mochammad Fadhillah Hakim, | FIP Engineering | FIP-DOM-000-11304-OS00001-INA-000000 | PR Open |  | 2026-08-18 | 2026-08-20
121704555-2 | 121704555 - APPROVED | 2 | O-21650-00 | Mixing Tank Adam - Oring EPDM OD 25,4mm Tebal 3mm; Custom/Lokal; -; 1 Pc | 10 | Pieces | IDR | 25000 | 250000 | 2026-09-25 | FIP Engineering | Mochammad Fadhillah Hakim, | FIP Engineering | FIP-DOM-000-11304-OS00001-INA-000000 | PR Open |  | 2026-08-18 | 2026-08-20
121704555-3 | 121704555 - APPROVED | 3 | O-21703-00 | Filling VFM100 - Oring Silicone ID 6,96mm OD 10,34 Tebal 1,69mm; Custom/Lokal; -; 1 Pc | 20 | Pieces | IDR | 20000 | 400000 | 2026-09-25 | FIP Engineering | Mochammad Fadhillah Hakim, | FIP Engineering | FIP-DOM-000-11304-OS00001-INA-000000 | PR Open |  | 2026-08-18 | 2026-08-20
121704557-1 | 121704557 - APPROVED | 1 | S-60002-00 | Jasa Perbaikan dan Pemeliharaan Mesin Utility - Perbaikan Pipa Steam | 1 | Lot | IDR | 11520500 | 11520500 | 2026-09-18 | FIP General | Mochammad Fadhillah Hakim, | FIP Engineering | FIP-DOM-ENG-51508-0000000-INA-000000 | PR Open |  | 2026-08-18 | 2026-08-20
121704562-1 | 121704562 - APPROVED | 1 | Q-12181-00 | Flush Bolt 1625 + Stang; Griff; -; 1 Pc | 3 | Pieces | IDR | 995000 | 2985000 | 2026-09-25 | FIP Engineering | Mochammad Fadhillah Hakim, | FIP Engineering | FIP-DOM-000-11304-OS00001-INA-000000 | PO Open | GL2608044 | 2026-08-19 | 2026-08-20 | 2026-09-25
121704563-1 | 121704563 - APPROVED | 1 | P-20927-00 | General - Besi Siku L 4 x 4cm; No Brand; -; 4 meter/pc | 4 | Pieces | IDR | 185000 | 740000 | 2026-09-25 | FIP Engineering | Mochammad Fadhillah Hakim, | FIP Engineering | FIP-DOM-000-11304-OS00001-INA-000000 | PR Open |  | 2026-08-19 | 2026-08-20
121704563-2 | 121704563 - APPROVED | 2 | P-20928-00 | General - Plat Galvanis 1mm x 1.2m x 4.2m; No Brand; -; 1 pc | 4 | Pieces | IDR | 1500000 | 6000000 | 2026-09-25 | FIP Engineering | Mochammad Fadhillah Hakim, | FIP Engineering | FIP-DOM-000-11303-RM00001-INA-000000 | PO Open | GL2609021 | 2026-08-19 | 2026-08-20 | 2026-10-20
121704564-1 | 121704564 - APPROVED | 1 | Q-10005-00 | Polyfloor PFT-213 Ivory @ 20 KG | 3 | Kilogram | IDR | 4000000 | 12000000 | 2026-08-21 | FIP Engineering | Mochammad Fadhillah Hakim, | FIP Engineering | FIP-DOM-000-11303-RM00001-INA-000000 | PO Open | GL2609431 | 2026-08-19 | 2026-08-20 | 2026-10-21
121704566-1 | 121704566 - APPROVED | 1 | O-20487-00 | General - Isolator Glove Smaller glove CSM (AS : E10330 Y 7 E4); Austar; ; 1 Pc | 60 | Pieces | IDR | 1874000 | 112440000 | 2026-08-23 | FIP Engineering | Mochammad Fadhillah Hakim, | FIP Engineering | FIP-DOM-000-11304-OS00001-INA-000000 | PO Open | GL2608039 | 2026-08-21 | 2026-08-21 | 2026-11-23
121704567-1 | 121704567 - APPROVED | 1 | P-54284-00 | SCHINDLER ELEVATOR - Interphone; Schindler; -; 1 pc | 1 | Pieces | IDR | 5263000 | 5263000 | 2026-10-23 | FIP General | Mochammad Fadhillah Hakim, | FIP Engineering | FIP-DOM-ENG-51504-0000000-INA-000000 | PR Open |  | 2026-08-21 | 2026-08-21
121704568-1 | 121704568 - APPROVED | 1 | P-53094-00 | General - Actuator; Belimo; GMX120-3; 1 pcs | 2 | Pieces | IDR | 11400000 | 22800000 | 2026-09-25 | FIP Engineering | Mochammad Fadhillah Hakim, | FIP Engineering | FIP-DOM-000-11304-OS00001-INA-000000 | PR Open |  | 2026-08-21 | 2026-08-21
121704568-2 | 121704568 - APPROVED | 2 | P-20637-00 | General - Motorize Valve; Belimo; NMX 120-3; 1 pc | 4 | Pieces | IDR | 7500000 | 30000000 | 2026-09-25 | FIP Engineering | Mochammad Fadhillah Hakim, | FIP Engineering | FIP-DOM-000-11304-OS00001-INA-000000 | PR Open |  | 2026-08-21 | 2026-08-21
121704569-1 | 121704569 - APPROVED | 1 | P-51894-00 | General - Lampu TL LED Bright Boost 18 W; Philips; -; 1 unt | 5 | Pieces | IDR | 35000 | 175000 | 2026-09-25 | FIP Engineering | Mochammad Fadhillah Hakim, | FIP Engineering | FIP-DOM-000-11304-OS00001-INA-000000 | PO Open | GL2609428 | 2026-08-21 | 2026-08-21 | 2026-10-05
121704569-2 | 121704569 - APPROVED | 2 | P-51929-00 | General - Lampu TL5 14 W G5; Philips; -; 1 unt | 5 | Pieces | IDR | 115000 | 575000 | 2026-09-25 | FIP Engineering | Mochammad Fadhillah Hakim, | FIP Engineering | FIP-DOM-000-11304-OS00001-INA-000000 | PO Open | GL2609428 | 2026-08-21 | 2026-08-21 | 2026-10-05
121704572-1 | 121704572 - APPROVED | 1 | S-40021-00 | Botol semprot 500 cc | 5 | Pieces | IDR | 25000 | 125000 | 2026-09-25 | FIP General | Mochammad Fadhillah Hakim, | FIP Engineering | FIP-DOM-ENG-51302-0000000-INA-000000 | PO Open | GL2609423 | 2026-08-23 | 2026-09-02 | 2026-09-21
121704574-1 | 121704574 - APPROVED | 1 | Q-12188-00 | General - Kap Lampu CPOB Bukaan Bawah Ukuran 120x30 cm tebal 7cm; Custom/Lokal; -; 1 Pc | 5 | Pieces | IDR | 1595000 | 7975000 | 2026-09-25 | FIP Engineering | Mochammad Fadhillah Hakim, | FIP Engineering | FIP-DOM-000-11304-OS00001-INA-000000 | PO Open | GL2608041 | 2026-08-24 | 2026-08-24 | 2026-10-25
121704574-2 | 121704574 - APPROVED | 2 | Q-12189-00 | General - Kap Lampu CPOB Bukaan Bawah Ukuran 60x30 cm tebal 7cm; Custom/Lokal; -; 1 Pc | 5 | Pieces | IDR | 1243000 | 6215000 | 2026-09-25 | FIP Engineering | Mochammad Fadhillah Hakim, | FIP Engineering | FIP-DOM-000-11304-OS00001-INA-000000 | PO Open | GL2608041 | 2026-08-24 | 2026-08-24 | 2026-10-25
121704590-1 | 121704590 - APPROVED | 1 | S-24650-00 | Sandal Jepit Swallow No. 41; Swallow; ; | 15 | Pieces | IDR | 15000 | 225000 | 2026-10-02 | FIP General | Mochammad Fadhillah Hakim, | FIP Engineering | FIP-DOM-ENG-51202-0000000-INA-000000 | PO Open | GL2609017 | 2026-09-01 | 2026-09-02 | 2026-10-02
121704590-2 | 121704590 - APPROVED | 2 | S-24651-00 | Sandal Jepit Swallow No 42; Swallow; ; | 15 | Pieces | IDR | 15000 | 225000 | 2026-10-02 | FIP General | Mochammad Fadhillah Hakim, | FIP Engineering | FIP-DOM-ENG-51202-0000000-INA-000000 | PO Open | GL2609017 | 2026-09-01 | 2026-09-02 | 2026-10-02
121704590-3 | 121704590 - APPROVED | 3 | S-24652-00 | Sandal Jepit Swallow No 44; Swallow; ; | 5 | Pieces | IDR | 16000 | 80000 | 2026-10-02 | FIP General | Mochammad Fadhillah Hakim, | FIP Engineering | FIP-DOM-ENG-51202-0000000-INA-000000 | PO Open | GL2609017 | 2026-09-01 | 2026-09-02 | 2026-10-02
121704592-1 | 121704592 - APPROVED | 1 | P-51313-00 | General - Stop kontak 4 Lubang 16-25V; Uticon; -; 1 Pc | 30 | Pieces | IDR | 50000 | 1500000 | 2026-09-11 | FIP Engineering | Mochammad Fadhillah Hakim, | FIP Engineering | FIP-DOM-000-11304-OS00001-INA-000000 | PO Open | GL2609428 | 2026-09-02 | 2026-09-02 | 2026-10-05
121704596-1 | 121704596 - APPROVED | 1 | R-20024-00 | Machine Equipment; ; ; - MCB IC60N 40 A 3Pole scheider - MCB IC60N 40 A 3Pole scheider - MCB IC60N 40 A 3Pole scheider - MCB IC60N 40 A 3Pole scheider - MCB IC60N 40 A 3Pole scheider - MCB IC60N 40 A 3Pole scheider | 2 | Unit | IDR | 450000 | 900000 | 2026-10-09 | FIP General | Mochammad Fadhillah Hakim, | FIP Engineering | FIP-DOM-PRJ-13404-MC26022-INA-000000 | PO Open | GL2609016 | 2026-09-03 | 2026-09-03 | 2026-09-18
121704596-2 | 121704596 - APPROVED | 2 | R-20024-00 | Machine Equipment; ; ; - Kabel Grounding NYAF 1x10 mm 100 Meter Supreme - Kabel Grounding NYAF 1x10 mm 100 Meter Supreme - Kabel Grounding NYAF 1x10 mm 100 Meter Supreme - Kabel Grounding NYAF 1x10 mm 100 Meter Supreme - Kabel Grounding NYA | 1 | Unit | IDR | 4950000 | 4950000 | 2026-10-09 | FIP General | Mochammad Fadhillah Hakim, | FIP Engineering | FIP-DOM-PRJ-13404-MC26022-INA-000000 | PO Open | GL2609016 | 2026-09-03 | 2026-09-03 | 2026-09-18
121704596-3 | 121704596 - APPROVED | 3 | R-20024-00 | Machine Equipment; ; ; - Kabel NYYHY 5x10 mm 50 Meter Kabelindo - Kabel NYYHY 5x10 mm 50 Meter Kabelindo - Kabel NYYHY 5x10 mm 50 Meter Kabelindo - Kabel NYYHY 5x10 mm 50 Meter Kabelindo - Kabel NYYHY 5x10 mm 50 Meter Kabelindo - Kabel NYYH | 1 | Unit | IDR | 1450000 | 1450000 | 2026-10-09 | FIP General | Mochammad Fadhillah Hakim, | FIP Engineering | FIP-DOM-PRJ-13404-MC26022-INA-000000 | PO Open | GL2609016 | 2026-09-03 | 2026-09-03 | 2026-09-18
121704596-4 | 121704596 - APPROVED | 4 | R-20024-00 | Machine Equipment; ; ; - Kabel Grounding NYAF 1x4 mm 100 Meter supreme - Kabel Grounding NYAF 1x4 mm 100 Meter supreme - Kabel Grounding NYAF 1x4 mm 100 Meter supreme - Kabel Grounding NYAF 1x4 mm 100 Meter supreme - Kabel Grounding NYAF 1x | 1 | Unit | IDR | 1875000 | 1875000 | 2026-10-09 | FIP General | Mochammad Fadhillah Hakim, | FIP Engineering | FIP-DOM-PRJ-13404-MC26022-INA-000000 | PO Open | GL2609016 | 2026-09-03 | 2026-09-03 | 2026-09-18
121704596-5 | 121704596 - APPROVED | 5 | R-20024-00 | Machine Equipment; ; ; - Kabel NYYHY 3x6 mm 100 Meter supreme - Kabel NYYHY 3x6 mm 100 Meter supreme - Kabel NYYHY 3x6 mm 100 Meter supreme - Kabel NYYHY 3x6 mm 100 Meter supreme - Kabel NYYHY 3x6 mm 100 Meter supreme - Kabel NYYHY 3x6 mm 1 | 1 | Unit | IDR | 9500000 | 9500000 | 2026-10-09 | FIP General | Mochammad Fadhillah Hakim, | FIP Engineering | FIP-DOM-PRJ-13404-MC26022-INA-000000 | PO Open | GL2609016 | 2026-09-03 | 2026-09-03 | 2026-09-18
121704596-6 | 121704596 - APPROVED | 6 | R-20024-00 | Machine Equipment; ; ; - MCB 16A 1pole scheider - MCB 16A 1pole scheider - MCB 16A 1pole scheider - MCB 16A 1pole scheider - MCB 16A 1pole scheider - MCB 16A 1pole scheider | 1 | Unit | IDR | 115000 | 115000 | 2026-10-09 | FIP General | Mochammad Fadhillah Hakim, | FIP Engineering | FIP-DOM-PRJ-13404-MC26022-INA-000000 | PO Open | GL2609016 | 2026-09-03 | 2026-09-03 | 2026-09-18
121704596-7 | 121704596 - APPROVED | 7 | R-20024-00 | Machine Equipment; ; ; - Pipa PVC AW 1 Inch Abu-abu Rucika - Pipa PVC AW 1 Inch Abu-abu Rucika - Pipa PVC AW 1 Inch Abu-abu Rucika - Pipa PVC AW 1 Inch Abu-abu Rucika - Pipa PVC AW 1 Inch Abu-abu Rucika - Pipa PVC AW 1 Inch Abu-abu Rucika | 4 | Unit | IDR | 135000 | 540000 | 2026-10-09 | FIP General | Mochammad Fadhillah Hakim, | FIP Engineering | FIP-DOM-PRJ-13404-MC26022-INA-000000 | PO Open | GL2609016 | 2026-09-03 | 2026-09-03 | 2026-09-18
121704596-8 | 121704596 - APPROVED | 8 | R-20024-00 | Machine Equipment; ; ; - Sok Drat Dalam AW 1 Inch Rucika - Sok Drat Dalam AW 1 Inch Rucika - Sok Drat Dalam AW 1 Inch Rucika - Sok Drat Dalam AW 1 Inch Rucika - Sok Drat Dalam AW 1 Inch Rucika - Sok Drat Dalam AW 1 Inch Rucika | 6 | Unit | IDR | 9000 | 54000 | 2026-10-09 | FIP General | Mochammad Fadhillah Hakim, | FIP Engineering | FIP-DOM-PRJ-13404-MC26022-INA-000000 | PO Open | GL2609016 | 2026-09-03 | 2026-09-03 | 2026-09-18
121704596-9 | 121704596 - APPROVED | 9 | R-20024-00 | Machine Equipment; ; ; - Sock AW 1" Socket AW 1 Inch Rucika - Sock AW 1" Socket AW 1 Inch Rucika - Sock AW 1" Socket AW 1 Inch Rucika - Sock AW 1" Socket AW 1 Inch Rucika - Sock AW 1" Socket AW 1 Inch Rucika - Sock AW 1" Socket AW 1 Inch Ru | 10 | Unit | IDR | 7500 | 75000 | 2026-10-09 | FIP General | Mochammad Fadhillah Hakim, | FIP Engineering | FIP-DOM-PRJ-13404-MC26022-INA-000000 | PO Open | GL2609016 | 2026-09-03 | 2026-09-03 | 2026-09-18
121704596-10 | 121704596 - APPROVED | 10 | R-20024-00 | Machine Equipment; ; ; - Elbow AW 1 Inch Rucika - Elbow AW 1 Inch Rucika - Elbow AW 1 Inch Rucika - Elbow AW 1 Inch Rucika - Elbow AW 1 Inch Rucika - Elbow AW 1 Inch Rucika | 15 | Unit | IDR | 8500 | 127500 | 2026-10-09 | FIP General | Mochammad Fadhillah Hakim, | FIP Engineering | FIP-DOM-PRJ-13404-MC26022-INA-000000 | PO Open | GL2609016 | 2026-09-03 | 2026-09-03 | 2026-09-18
121704596-11 | 121704596 - APPROVED | 11 | R-20024-00 | Machine Equipment; ; ; - Plug AW 1 " Pluk PVC Plu Dop Drat Luar 1 Inch RUCIKA - Plug AW 1 " Pluk PVC Plu Dop Drat Luar 1 Inch RUCIKA - Plug AW 1 " Pluk PVC Plu Dop Drat Luar 1 Inch RUCIKA - Plug AW 1 " Pluk PVC Plu Dop Drat Luar 1 Inch RUCI | 2 | Unit | IDR | 4000 | 8000 | 2026-10-09 | FIP General | Mochammad Fadhillah Hakim, | FIP Engineering | FIP-DOM-PRJ-13404-MC26022-INA-000000 | PO Open | GL2609016 | 2026-09-03 | 2026-09-03 | 2026-09-18
121704596-12 | 121704596 - APPROVED | 12 | R-20024-00 | Machine Equipment; ; ; - Tee AW 1 Inch Rucika - Tee AW 1 Inch Rucika - Tee AW 1 Inch Rucika - Tee AW 1 Inch Rucika - Tee AW 1 Inch Rucika - Tee AW 1 Inch Rucika | 8 | Unit | IDR | 12000 | 96000 | 2026-10-09 | FIP General | Mochammad Fadhillah Hakim, | FIP Engineering | FIP-DOM-PRJ-13404-MC26022-INA-000000 | PO Open | GL2609016 | 2026-09-03 | 2026-09-03 | 2026-09-18
121704596-13 | 121704596 - APPROVED | 13 | R-20024-00 | Machine Equipment; ; ; - Sok Drat Luar Rucika PVC 1/2 - Sok Drat Luar Rucika PVC 1/2 - Sok Drat Luar Rucika PVC 1/2 - Sok Drat Luar Rucika PVC 1/2 - Sok Drat Luar Rucika PVC 1/2 - Sok Drat Luar Rucika PVC 1/2 | 4 | Unit | IDR | 12000 | 48000 | 2026-10-09 | FIP General | Mochammad Fadhillah Hakim, | FIP Engineering | FIP-DOM-PRJ-13404-MC26022-INA-000000 | PO Open | GL2609016 | 2026-09-03 | 2026-09-03 | 2026-09-18
121704596-14 | 121704596 - APPROVED | 14 | R-20024-00 | Machine Equipment; ; ; - Elbow PVC AW 1/2" Rucika - Elbow PVC AW 1/2" Rucika - Elbow PVC AW 1/2" Rucika - Elbow PVC AW 1/2" Rucika - Elbow PVC AW 1/2" Rucika - Elbow PVC AW 1/2" Rucika | 5 | Unit | IDR | 5000 | 25000 | 2026-10-09 | FIP General | Mochammad Fadhillah Hakim, | FIP Engineering | FIP-DOM-PRJ-13404-MC26022-INA-000000 | PO Open | GL2609016 | 2026-09-03 | 2026-09-03 | 2026-09-18
121704596-15 | 121704596 - APPROVED | 15 | R-20024-00 | Machine Equipment; ; ; - Tee AW 1 x 1/2 Inch Tee 1 x 1/2" Reduser Tee PVC Rucika - Tee AW 1 x 1/2 Inch Tee 1 x 1/2" Reduser Tee PVC Rucika - Tee AW 1 x 1/2 Inch Tee 1 x 1/2" Reduser Tee PVC Rucika - Tee AW 1 x 1/2 Inch Tee 1 x 1/2" Reduser | 2 | Unit | IDR | 12000 | 24000 | 2026-10-09 | FIP General | Mochammad Fadhillah Hakim, | FIP Engineering | FIP-DOM-PRJ-13404-MC26022-INA-000000 | PO Open | GL2609016 | 2026-09-03 | 2026-09-03 | 2026-09-18
121704596-16 | 121704596 - APPROVED | 16 | R-20024-00 | Machine Equipment; ; ; - Pipa PVC AW 1/2 Inch Abu-abu Rucika - Pipa PVC AW 1/2 Inch Abu-abu Rucika - Pipa PVC AW 1/2 Inch Abu-abu Rucika - Pipa PVC AW 1/2 Inch Abu-abu Rucika - Pipa PVC AW 1/2 Inch Abu-abu Rucika - Pipa PVC AW 1/2 Inch Abu- | 1 | Unit | IDR | 90000 | 90000 | 2026-10-09 | FIP General | Mochammad Fadhillah Hakim, | FIP Engineering | FIP-DOM-PRJ-13404-MC26022-INA-000000 | PO Open | GL2609016 | 2026-09-03 | 2026-09-03 | 2026-09-18
121704596-17 | 121704596 - APPROVED | 17 | R-20024-00 | Machine Equipment; ; ; - PVC Ball Valve RUCIKA 1 Inch DN 25 Polos Stop Kran PVC 1" - PVC Ball Valve RUCIKA 1 Inch DN 25 Polos Stop Kran PVC 1" - PVC Ball Valve RUCIKA 1 Inch DN 25 Polos Stop Kran PVC 1" - PVC Ball Valve RUCIKA 1 Inch DN 25 | 2 | Unit | IDR | 65000 | 130000 | 2026-10-09 | FIP General | Mochammad Fadhillah Hakim, | FIP Engineering | FIP-DOM-PRJ-13404-MC26022-INA-000000 | PO Open | GL2609016 | 2026-09-03 | 2026-09-03 | 2026-09-18
121704596-18 | 121704596 - APPROVED | 18 | R-20024-00 | Machine Equipment; ; ; - Lem PVC Isarplas Kaleng Isi 400 gram - Lem PVC Isarplas Kaleng Isi 400 gram - Lem PVC Isarplas Kaleng Isi 400 gram - Lem PVC Isarplas Kaleng Isi 400 gram - Lem PVC Isarplas Kaleng Isi 400 gram - Lem PVC Isarplas Kal | 2 | Unit | IDR | 95000 | 190000 | 2026-10-09 | FIP General | Mochammad Fadhillah Hakim, | FIP Engineering | FIP-DOM-PRJ-13404-MC26022-INA-000000 | PO Open | GL2609016 | 2026-09-03 | 2026-09-03 | 2026-09-18
121704596-19 | 121704596 - APPROVED | 19 | R-20024-00 | Machine Equipment; ; ; - Seal Tape Rucika 12mm 10 Mtr Seal Tape Pipa - Seal Tape Rucika 12mm 10 Mtr Seal Tape Pipa - Seal Tape Rucika 12mm 10 Mtr Seal Tape Pipa - Seal Tape Rucika 12mm 10 Mtr Seal Tape Pipa - Seal Tape Rucika 12mm 10 Mtr Se | 10 | Unit | IDR | 7500 | 75000 | 2026-10-09 | FIP General | Mochammad Fadhillah Hakim, | FIP Engineering | FIP-DOM-PRJ-13404-MC26022-INA-000000 | PO Open | GL2609016 | 2026-09-03 | 2026-09-03 | 2026-09-18
121704596-20 | 121704596 - APPROVED | 20 | R-20024-00 | Machine Equipment; ; ; - Thermaflex Lem Adhesive Insulasi Pipa AC 1 Liter - Thermaflex Lem Adhesive Insulasi Pipa AC 1 Liter - Thermaflex Lem Adhesive Insulasi Pipa AC 1 Liter - Thermaflex Lem Adhesive Insulasi Pipa AC 1 Liter - Thermaflex | 1 | Unit | IDR | 225000 | 225000 | 2026-10-09 | FIP General | Mochammad Fadhillah Hakim, | FIP Engineering | FIP-DOM-PRJ-13404-MC26022-INA-000000 | PO Open | GL2609016 | 2026-09-03 | 2026-09-03 | 2026-09-18
121704596-21 | 121704596 - APPROVED | 21 | R-20024-00 | Machine Equipment; ; ; - Tekiro Mata Gergaji besi 12" - Tekiro Mata Gergaji besi 12" - Tekiro Mata Gergaji besi 12" - Tekiro Mata Gergaji besi 12" - Tekiro Mata Gergaji besi 12" - Tekiro Mata Gergaji besi 12" | 5 | Unit | IDR | 17500 | 87500 | 2026-10-09 | FIP General | Mochammad Fadhillah Hakim, | FIP Engineering | FIP-DOM-PRJ-13404-MC26022-INA-000000 | PO Open | GL2609016 | 2026-09-03 | 2026-09-03 | 2026-09-18
121704596-22 | 121704596 - APPROVED | 22 | R-20024-00 | Machine Equipment; ; ; - Kabel UTP 4 Pairs Cat 6 Belden - Kabel UTP 4 Pairs Cat 6 Belden - Kabel UTP 4 Pairs Cat 6 Belden - Kabel UTP 4 Pairs Cat 6 Belden - Kabel UTP 4 Pairs Cat 6 Belden - Kabel UTP 4 Pairs Cat 6 Belden | 610 | Unit | IDR | 7704 | 4699440 | 2026-10-09 | FIP General | Mochammad Fadhillah Hakim, | FIP Engineering | FIP-DOM-PRJ-13404-MC26022-INA-000000 | PO Open | GL2609016 | 2026-09-03 | 2026-09-03 | 2026-09-18
121704599-1 | 121704599 - APPROVED | 1 | O-21750-00 | Freeze Dryer MBE1207 - Guide Shelf FD Ukuran 8x11x1174 mm; Custom/Lokal; -; 1 Pc | 1 | Pieces | IDR | 7750000 | 7750000 | 2026-10-09 | FIP Engineering | Mochammad Fadhillah Hakim, | FIP Engineering | FIP-DOM-000-11304-OS00001-INA-000000 | PR Open |  | 2026-09-06 | 2026-09-09
121704602-1 | 121704602 - APPROVED | 1 | O-16707-00 | General - Timing Belt 16 mm; Optibelt; AT5-340-16mm; 1 Pc | 1 | Unit | IDR | 152500 | 152500 | 2026-10-09 | FIP Engineering | Mochammad Fadhillah Hakim, | FIP Engineering | FIP-DOM-000-11304-OS00001-INA-000000 | PR Open |  | 2026-09-06 | 2026-09-09
121704603-1 | 121704603 - APPROVED | 1 | P-54733-00 | General - Solenoid Valve 24VDC 120PSI 4W; MAC; 34C-L00-GDF0-1DJ; 1 pc | 5 | Pieces | IDR | 5660000 | 28300000 | 2026-10-09 | FIP Engineering | Mochammad Fadhillah Hakim, | FIP Engineering | FIP-DOM-000-11304-OS00001-INA-000000 | PR Open |  | 2026-09-06 | 2026-09-09
121704606-1 | 121704606 - APPROVED | 1 | P-11430-00 | Selang Festo Pun-H-8x1.25 mm Bening | 100 | Meter | IDR | 24000 | 2400000 | 2026-10-09 | FIP Engineering | Mochammad Fadhillah Hakim, | FIP Engineering | FIP-DOM-000-11304-OS00001-INA-000000 | PR Open |  | 2026-09-06 | 2026-09-09
121704607-1 | 121704607 - APPROVED | 1 | P-52711-00 | General - Accu NS70, Baterai Kering, 12 V, 65 Ah; GS Astra; -; 1 pcs | 3 | Pieces | IDR | 1550000 | 4650000 | 2026-10-09 | FIP Engineering | Mochammad Fadhillah Hakim, | FIP Engineering | FIP-DOM-000-11304-OS00001-INA-000000 | PR Open |  | 2026-09-06 | 2026-09-09
121704607-2 | 121704607 - APPROVED | 2 | P-53216-00 | Silicon Lembaran, tebal 3 mm, size: 1 meter X 1 meter; ; ; | 1 | Pieces | IDR | 550000 | 550000 | 2026-10-09 | FIP Engineering | Mochammad Fadhillah Hakim, | FIP Engineering | FIP-DOM-000-11304-OS00001-INA-000000 | PR Open |  | 2026-09-06 | 2026-09-09
121704608-1 | 121704608 - APPROVED | 1 | O-20557-00 | Marchesini MA155 - Combination Folding Roller, 21. 4. 0 1/0. 244; -; M660010009; 1 Pc | 5 | Pieces | IDR | 6572732 | 32863660 | 2026-10-09 | FIP Engineering | Mochammad Fadhillah Hakim, | FIP Engineering | FIP-DOM-000-11304-OS00001-INA-000000 | PR Open |  | 2026-09-06 | 2026-09-09
121704608-2 | 121704608 - APPROVED | 2 | P-12695-00 | PC 4200/IMA C90 - Draw in-roller Cpl; GUK; 21401-0007; 1 pcs | 3 | Pieces | IDR | 6347498 | 19042494 | 2026-10-09 | FIP Engineering | Mochammad Fadhillah Hakim, | FIP Engineering | FIP-DOM-000-11304-OS00001-INA-000000 | PR Open |  | 2026-09-06 | 2026-09-09
121704609-1 | 121704609 - APPROVED | 1 | O-53670-00 | Washing RAR4 - Sensor Proximity BNS260-11Z-ST-R; Schmersal; 101184363; 1 Pc | 2 | Pieces | IDR | 1459890 | 2919780 | 2026-11-06 | FIP Engineering | Mochammad Fadhillah Hakim, | FIP Engineering | FIP-DOM-000-11304-OS00001-INA-000000 | PR Open |  | 2026-09-06 | 2026-09-11
121704609-2 | 121704609 - APPROVED | 2 | O-53671-00 | Washing RAR4 - Sensor Proximity BNS260-11Z-ST-L; Schmersal; 101184379; 1 Pc | 2 | Pieces | IDR | 1426710 | 2853420 | 2026-11-06 | FIP Engineering | Mochammad Fadhillah Hakim, | FIP Engineering | FIP-DOM-000-11304-OS00001-INA-000000 | PR Open |  | 2026-09-06 | 2026-09-11
121704612-1 | 121704612 - APPROVED | 1 | O-53650-00 | Danube 45587 - Electrovalvf 230 V AC 50/60Hz; Danube; 12024781; 1 Pc | 1 | Pieces | IDR | 9036400 | 9036400 | 2026-10-09 | FIP Engineering | Mochammad Fadhillah Hakim, | FIP Engineering | FIP-DOM-000-11304-OS00001-INA-000000 | PR Open |  | 2026-09-06 | 2026-09-09
121704612-2 | 121704612 - APPROVED | 2 | O-53651-00 | Danube 45587 - Electrovalvula 230.00 AC 50/60Hz 2via W; Danube; 12023794; 1 Pc | 1 | Pieces | IDR | 2464300 | 2464300 | 2026-10-09 | FIP Engineering | Mochammad Fadhillah Hakim, | FIP Engineering | FIP-DOM-000-11304-OS00001-INA-000000 | PR Open |  | 2026-09-06 | 2026-09-09
121704612-3 | 121704612 - APPROVED | 3 | O-53652-00 | Danube 45587 - Electrovalvula 230V AC 50/60Hz 3 via Wate; Danube; 12023921; 1 Pc | 1 | Pieces | IDR | 2977300 | 2977300 | 2026-10-09 | FIP Engineering | Mochammad Fadhillah Hakim, | FIP Engineering | FIP-DOM-000-11304-OS00001-INA-000000 | PR Open |  | 2026-09-06 | 2026-09-09
121704616-1 | 121704616 - APPROVED | 1 | P-18468-00 | General - Pass Box Stickers ZC-A; No Brand; -; 1 Pc | 25 | Pieces | IDR | 150000 | 3750000 | 2026-11-13 | FIP Engineering | Mochammad Fadhillah Hakim, | FIP Engineering | FIP-DOM-000-11304-OS00001-INA-000000 | PR Open |  | 2026-09-07 | 2026-09-09
121704617-1 | 121704617 - APPROVED | 1 | P-54731-00 | UPS Riello - Fuse 125 FF 240V LET 19 x 56; Riello; 0602010053; 1 pc | 3 | Pieces | IDR | 1400000 | 4200000 | 2026-09-25 | FIP Engineering | Mochammad Fadhillah Hakim, | FIP Engineering | FIP-DOM-000-11304-OS00001-INA-000000 | PR Open |  | 2026-09-07 | 2026-09-09
121704619-1 | 121704619 - APPROVED | 1 | P-20182-00 | General - Kawat Las SS E-308 2.0mm; No Brand; -; 1 kg/pack | 2 | Pack | IDR | 208000 | 416000 | 2026-10-09 | FIP Engineering | Mochammad Fadhillah Hakim, | FIP Engineering | FIP-DOM-000-11304-OS00001-INA-000000 | PR Open |  | 2026-09-07 | 2026-09-08
121704620-1 | 121704620 - APPROVED | 1 | O-53659-00 | Marchesini MA155 - Reed Switch; SMC; D-C73C; 1 Pc | 4 | Pieces | IDR | 325400 | 1301600 | 2026-10-09 | FIP Engineering | Mochammad Fadhillah Hakim, | FIP Engineering | FIP-DOM-000-11304-OS00001-INA-000000 | PR Open |  | 2026-09-07 | 2026-09-09
121704621-1 | 121704621 - APPROVED | 1 | P-54711-00 | General - Junction Box 300 x 220 x 120mm; Boss; -; pc | 1 | Pieces | IDR | 450000 | 450000 | 2026-09-09 | FIP Engineering | Mochammad Fadhillah Hakim, | FIP Engineering | FIP-DOM-000-11304-OS00001-INA-000000 | PR Open |  | 2026-09-07 | 2026-09-09
121704621-2 | 121704621 - APPROVED | 2 | P-51928-00 | Battery Lithium 3V CR2477N; ; ; | 10 | Pieces | IDR | 72750 | 727500 | 2026-09-09 | FIP Engineering | Mochammad Fadhillah Hakim, | FIP Engineering | FIP-DOM-000-11304-OS00001-INA-000000 | PR Open |  | 2026-09-07 | 2026-09-09
121704624-1 | 121704624 - APPROVED | 1 | Q-60404-00 | Cat Interior Catylac; Dulux; Type Putih 1501N; 25 kg/pail | 5 | Pail | IDR | 825000 | 4125000 | 2026-10-09 | FIP General | Mochammad Fadhillah Hakim, | FIP Engineering | FIP-DOM-ENG-51402-0000000-INA-000000 | PR Open |  | 2026-09-08 | 2026-09-09
121704625-1 | 121704625 - APPROVED | 1 | Q-10946-00 | Silicone Sealant;Silglaze;Type N10 Light Grey;pack size per pcs | 10 | Pieces | IDR | 41000 | 410000 | 2026-10-09 | FIP Engineering | Mochammad Fadhillah Hakim, | FIP Engineering | FIP-DOM-000-11304-OS00001-INA-000000 | PR Open |  | 2026-09-08 | 2026-09-09
121704626-1 | 121704626 - APPROVED | 1 | P-10389-00 | General - Ball Valve PVC 1 1/2inch; No Brand; -; 1 pcs | 5 | Pieces | IDR | 59500 | 297500 | 2026-10-09 | FIP Engineering | Mochammad Fadhillah Hakim, | FIP Engineering | FIP-DOM-000-11304-OS00001-INA-000000 | PR Open |  | 2026-09-08 | 2026-09-09
121704627-1 | 121704627 - APPROVED | 1 | P-10897-00 | General - Socket, PVC, 1""; Rucika; -; 1 pcs | 3 | Pieces | IDR | 3600 | 10800 | 2026-10-09 | FIP Engineering | Mochammad Fadhillah Hakim, | FIP Engineering | FIP-DOM-000-11304-OS00001-INA-000000 | PR Open |  | 2026-09-08 | 2026-09-09
121704628-1 | 121704628 - APPROVED | 1 | Q-10064-00 | Cat Ftalit 113 Primrose @1kg | 3 | Pieces | IDR | 63500 | 190500 | 2026-10-09 | FIP Engineering | Mochammad Fadhillah Hakim, | FIP Engineering | FIP-DOM-000-11304-OS00001-INA-000000 | PR Open |  | 2026-09-08 | 2026-09-09
121704629-1 | 121704629 - APPROVED | 1 | O-19875-00 | General - Oil Seal TC Viton 20x28x5 mm; -; -; 1 Pc | 20 | Pieces | IDR | 105000 | 2100000 | 2026-10-09 | FIP Engineering | Mochammad Fadhillah Hakim, | FIP Engineering | FIP-DOM-000-11303-RM00001-INA-000000 | PR Open |  | 2026-09-08 | 2026-09-09
121704629-2 | 121704629 - APPROVED | 2 | O-21704-00 | Capping VCM200 - Oring Silicone ID 31,71mm Tebal 2,5mm; Custom/Lokal; -; 1 Pc | 25 | Pieces | IDR | 25000 | 625000 | 2026-10-09 | FIP Engineering | Mochammad Fadhillah Hakim, | FIP Engineering | FIP-DOM-000-11304-OS00001-INA-000000 | PR Open |  | 2026-09-08 | 2026-09-09
121704630-1 | 121704630 - APPROVED | 1 | O-53510-00 | Tunnel ST1L - Finned Heater U Form Dia 11x520mm 230V-1200W; Custom/Lokal; -; 1 Pc | 8 | Pieces | IDR | 955000 | 7640000 | 2026-10-23 | FIP Engineering | Mochammad Fadhillah Hakim, | FIP Engineering | FIP-DOM-000-11304-OS00001-INA-000000 | PR Open |  | 2026-09-08 | 2026-09-09
121704631-1 | 121704631 - APPROVED | 1 | P-12487-00 | General - Mata Bor Besi, dia. 3.5 mm; NACHI; -; 1 pcs | 10 | Pieces | IDR | 30000 | 300000 | 2026-10-09 | FIP Engineering | Mochammad Fadhillah Hakim, | FIP Engineering | FIP-DOM-000-11304-OS00001-INA-000000 | PR Open |  | 2026-09-08 | 2026-09-09
121704631-2 | 121704631 - APPROVED | 2 | P-12488-00 | General - Mata Bor Besi, dia. 4 mm; NACHI; -; 1 pcs | 10 | Pieces | IDR | 30000 | 300000 | 2026-10-09 | FIP Engineering | Mochammad Fadhillah Hakim, | FIP Engineering | FIP-DOM-000-11304-OS00001-INA-000000 | PR Open |  | 2026-09-08 | 2026-09-09
121704631-3 | 121704631 - APPROVED | 3 | P-17857-00 | General - Mata Bor Besi, dia. 4.5 mm; NACHI; -; 1 pcs | 15 | Pieces | IDR | 35000 | 525000 | 2026-10-09 | FIP Engineering | Mochammad Fadhillah Hakim, | FIP Engineering | FIP-DOM-000-11304-OS00001-INA-000000 | PR Open |  | 2026-09-08 | 2026-09-09
121704631-4 | 121704631 - APPROVED | 4 | P-18428-00 | General - Paku Rivet 4.8 x 11; SIP; SP-640; 500pcs/box | 1 | Box | IDR | 15000 | 15000 | 2026-10-09 | FIP Engineering | Mochammad Fadhillah Hakim, | FIP Engineering | FIP-DOM-000-11304-OS00001-INA-000000 | PR Open |  | 2026-09-08 | 2026-09-09
121704631-5 | 121704631 - APPROVED | 5 | P-20778-00 | General - Mata Bor Besi dia. 5,5mm; Nachi; -; 1 pc | 10 | Pieces | IDR | 40000 | 400000 | 2026-10-09 | FIP Engineering | Mochammad Fadhillah Hakim, | FIP Engineering | FIP-DOM-000-11304-OS00001-INA-000000 | PR Open |  | 2026-09-08 | 2026-09-09
121704631-6 | 121704631 - APPROVED | 6 | P-20882-00 | General - Ferrule Sanitary SS304 1/2 Inch; No Brand; -; 1 set | 3 | Set | IDR | 150000 | 450000 | 2026-10-09 | FIP Engineering | Mochammad Fadhillah Hakim, | FIP Engineering | FIP-DOM-000-11304-OS00001-INA-000000 | PR Open |  | 2026-09-08 | 2026-09-09
121704631-7 | 121704631 - APPROVED | 7 | P-20926-00 | General - Glacier Tanks Butterfly Valve SS304 Tri Clamp 1.5 Inch Pull Handle F8215; No Brand; -; 1 pc | 1 | Pieces | IDR | 2250000 | 2250000 | 2026-10-09 | FIP Engineering | Mochammad Fadhillah Hakim, | FIP Engineering | FIP-DOM-000-11304-OS00001-INA-000000 | PR Open |  | 2026-09-08 | 2026-09-09
121704631-8 | 121704631 - APPROVED | 8 | P-20939-00 | General - Dop Pipa SS201 Uk. 1 1/4 Inch; No Brand; -; 1 pc | 30 | Pieces | IDR | 3500 | 105000 | 2026-10-09 | FIP Engineering | Mochammad Fadhillah Hakim, | FIP Engineering | FIP-DOM-000-11304-OS00001-INA-000000 | PR Open |  | 2026-09-08 | 2026-09-09
121704631-9 | 121704631 - APPROVED | 9 | P-20941-00 | General - Flexible Ducting 6 inch + 2 pcs Clamp; No Brand; -; 10 m/pc | 2 | Pieces | IDR | 275000 | 550000 | 2026-10-09 | FIP Engineering | Mochammad Fadhillah Hakim, | FIP Engineering | FIP-DOM-000-11304-OS00001-INA-000000 | PR Open |  | 2026-09-08 | 2026-09-09
121704631-10 | 121704631 - APPROVED | 10 | P-20942-00 | General - Blind Ferrule SS316L Sanitary Foodgrade 3/4 inch Solid End Cap Dop; No Brand; -; 1 pc | 10 | Pieces | IDR | 65000 | 650000 | 2026-10-09 | FIP Engineering | Mochammad Fadhillah Hakim, | FIP Engineering | FIP-DOM-000-11304-OS00001-INA-000000 | PR Open |  | 2026-09-08 | 2026-09-09
121704633-1 | 121704633 - APPROVED | 1 | P-20943-00 | General - Paku Rivet 4,8 x 12,7mm; SIP; -; 100 g/box | 1 | Box | IDR | 27500 | 27500 | 2026-09-10 | FIP Engineering | Mochammad Fadhillah Hakim, | FIP Engineering | FIP-DOM-000-11304-OS00001-INA-000000 | PR Open |  | 2026-09-08 | 2026-09-09
121704633-2 | 121704633 - APPROVED | 2 | P-20957-00 | General - Box Control / Earth Rod / Inspection Pit Inc. Busbar; Furse; PT205; 1 pc | 2 | Pieces | IDR | 1250000 | 2500000 | 2026-09-10 | FIP Engineering | Mochammad Fadhillah Hakim, | FIP Engineering | FIP-DOM-000-11304-OS00001-INA-000000 | PR Open |  | 2026-09-08 | 2026-09-09
121704633-3 | 121704633 - APPROVED | 3 | P-20958-00 | General - Push Lock Persegi / Kunci Box Panel Listrik Nylon; No Brand; -; 1 pc | 5 | Pieces | IDR | 50000 | 250000 | 2026-09-10 | FIP Engineering | Mochammad Fadhillah Hakim, | FIP Engineering | FIP-DOM-000-11304-OS00001-INA-000000 | PR Open |  | 2026-09-08 | 2026-09-09
121704633-4 | 121704633 - APPROVED | 4 | P-20960-00 | General - Exhaust Fan Round Plastic Air Grill Diffuser HG-01 100mm; No Brand; -; 1 pc | 1 | Pieces | IDR | 225000 | 225000 | 2026-09-10 | FIP Engineering | Mochammad Fadhillah Hakim, | FIP Engineering | FIP-DOM-000-11304-OS00001-INA-000000 | PR Open |  | 2026-09-08 | 2026-09-09
121704633-5 | 121704633 - APPROVED | 5 | P-54721-00 | General - Battery 3V; Panasonic; BR2032; 1 pc | 5 | Pieces | IDR | 30000 | 150000 | 2026-09-10 | FIP Engineering | Mochammad Fadhillah Hakim, | FIP Engineering | FIP-DOM-000-11304-OS00001-INA-000000 | PR Open |  | 2026-09-08 | 2026-09-09
121704633-6 | 121704633 - APPROVED | 6 | P-54722-00 | General - Fuse Kubur 1Pole 10A; Fort; FS-101; 1 pc | 20 | Pieces | IDR | 8000 | 160000 | 2026-09-10 | FIP Engineering | Mochammad Fadhillah Hakim, | FIP Engineering | FIP-DOM-000-11304-OS00001-INA-000000 | PR Open |  | 2026-09-08 | 2026-09-09
121704633-7 | 121704633 - APPROVED | 7 | P-54732-00 | General - Solenoid Valve Kuningan 2/2 Way Normally Open 220VAC; Airodk; 2K250-25; 1 pc | 1 | Pieces | IDR | 1000000 | 1000000 | 2026-09-10 | FIP Engineering | Mochammad Fadhillah Hakim, | FIP Engineering | FIP-DOM-000-11304-OS00001-INA-000000 | PR Open |  | 2026-09-08 | 2026-09-09
121704634-1 | 121704634 - APPROVED | 1 | S-60002-00 | Jasa Perbaikan dan Pemeliharaan Mesin Utility - Cover Insulation Pipa AHU | 1 | Lot | IDR | 30099300 | 30099300 | 2026-09-10 | FIP General | Mochammad Fadhillah Hakim, | FIP Engineering | FIP-DOM-ENG-51508-0000000-INA-000000 | PR Open |  | 2026-09-08 | 2026-09-09
121704636-1 | 121704636 - APPROVED | 1 | Q-12153-00 | Door Seal Karet Penutup Bawah Pintu Hitam uk. 5 cm x 1 M; Lokal; ; pc | 3 | Pieces | IDR | 50000 | 150000 | 2026-10-09 | FIP General | Mochammad Fadhillah Hakim, | FIP Engineering | FIP-DOM-ENG-51502-0000000-INA-000000 | PR Open |  | 2026-09-08 | 2026-09-09 | 2026-10-09
121704636-2 | 121704636 - APPROVED | 2 | Q-12172-00 | General - Amplas Eagle 1000; -; -; 1 Pc | 30 | Pieces | IDR | 7500 | 225000 | 2026-10-09 | FIP Engineering | Mochammad Fadhillah Hakim, | FIP Engineering | FIP-DOM-000-11304-OS00001-INA-000000 | PR Open |  | 2026-09-08 | 2026-09-09
121704636-3 | 121704636 - APPROVED | 3 | Q-12173-00 | General - Amplas Eagle 200; -; -; 1 Pc | 30 | Pieces | IDR | 7500 | 225000 | 2026-10-09 | FIP Engineering | Mochammad Fadhillah Hakim, | FIP Engineering | FIP-DOM-000-11304-OS00001-INA-000000 | PR Open |  | 2026-09-08 | 2026-09-09
121704636-4 | 121704636 - APPROVED | 4 | Q-70256-00 | Mata Obeng Magnet PH1 X 65 mm; Tekiro; SD-DE0958; 10 pc per set | 1 | Set | IDR | 125000 | 125000 | 2026-10-09 | FIP General | Mochammad Fadhillah Hakim, | FIP Engineering | FIP-DOM-ENG-51404-0000000-INA-000000 | PR Open |  | 2026-09-08 | 2026-09-09
121704636-5 | 121704636 - APPROVED | 5 | Q-70257-00 | Penggaris Siku Ukuran 12 inch atau 305 mm; Stanley; STHT46536; pc | 1 | Pieces | IDR | 350000 | 350000 | 2026-10-09 | FIP General | Mochammad Fadhillah Hakim, | FIP Engineering | FIP-DOM-ENG-51404-0000000-INA-000000 | PR Open |  | 2026-09-08 | 2026-09-09
121704636-6 | 121704636 - APPROVED | 6 | Q-10845-00 | Fitting Lampu Bholam E27; ; ; pcs | 20 | Pieces | IDR | 10000 | 200000 | 2026-10-09 | FIP Engineering | Mochammad Fadhillah Hakim, | FIP Engineering | FIP-DOM-000-11304-OS00001-INA-000000 | PR Open |  | 2026-09-08 | 2026-09-09
121704637-1 | 121704637 - APPROVED | 1 | S-40640-00 | Cable Ties, 150 x 3.6 mm; SIGMA; CS 150T; Putih;100 pcs/pack | 10 | Pack | IDR | 19000 | 190000 | 2026-10-09 | FIP General | Mochammad Fadhillah Hakim, | FIP Engineering | FIP-DOM-ENG-51404-0000000-INA-000000 | PR Open |  | 2026-09-08 | 2026-09-09
121704637-2 | 121704637 - APPROVED | 2 | S-40645-00 | Cable Ties, 200 x 4.8 mm; SIGMA; CS 200L; Putih;100 pcs/pack | 20 | Pack | IDR | 32000 | 640000 | 2026-10-09 | FIP General | Mochammad Fadhillah Hakim, | FIP Engineering | FIP-DOM-ENG-51404-0000000-INA-000000 | PR Open |  | 2026-09-08 | 2026-09-09
121704637-3 | 121704637 - APPROVED | 3 | S-40770-00 | Rell Cable Ties, 200 x 7.2 mm; SIGMA; CS 200; Hitam;100 pcs/pack; ; ; | 10 | Pack | IDR | 155000 | 1550000 | 2026-10-09 | FIP General | Mochammad Fadhillah Hakim, | FIP Engineering | FIP-DOM-ENG-51404-0000000-INA-000000 | PR Open |  | 2026-09-08 | 2026-09-09
121704644-1 | 121704644 - APPROVED | 1 | Q-90000-00 | Building Maintenance Pure Expense - Kaca Tempered Ukuran 1054 x 444 x 6mm double + Frame Aluminium | 1 | Unit | IDR | 12500000 | 12500000 | 2026-09-12 | FIP General | Mochammad Fadhillah Hakim, | FIP Engineering | FIP-DOM-ENG-51502-0000000-INA-000000 | PO Open | GL2609020 | 2026-09-09 | 2026-09-11 | 2026-09-30

## Data SPR (hidden)
Requestor | Dep. | Item No. | Part Name | Req. | Used | Ret. | Unit | Entry By | Remark | Nomor SPR | Date
ROS | ENG | P-15437-00 | CABLE SPIRAL WRAPPING, TYPE KS24, BRAND KSS; ; ; | 1 | 1 | 0 | pcs | MFH | WIHC | SPR/07/23/001 | 2023-07-01
ROS | ENG | Q-60003-00 | Plakband Kertas | 1 | 1 | 0 | rl | MFH | WIHC | SPR/07/23/001 | 2023-07-01
ROS | ENG | P-11991-00 | Cabble Ties 200L | 20 | 20 | 0 | pcs | MFH | Filling | SPR/07/23/001 | 2023-07-01
MRN | ENG | P-53102-00 | Lampu PLC 13watt/E27 Putih; Phillips; ; | 2 | 2 | 0 | pcs | MFH | Building | SPR/07/23/002 | 2023-07-01
INN | ENG | O-15902-00 | Suction Cup capping size 6R; P/N : 011010; ; ; | 8 | 8 | 0 | pcs | MFH | Capping | SPR/07/23/003 | 2023-07-01
RPA | PRO | O-18055-00 | Robot Casepacker - Suction cup; VB17. single below; diameter Cup 17 mm.; vmeca; ; | 2 | 2 | 0 | pcs | MFH | SKAN | SPR/07/23/004 | 2023-07-01
RIA | ENG | P-14455-00 | Filter IAF MBV Series (Medium Filter), efficiency : 80-85 %, Size: 24 x 24 x 12 inch; IAF; ; | 1 | 1 | 0 | pcs | MFH | AHU | SPR/07/23/005 | 2023-07-01
RIA | ENG | P-14456-00 | Filter IAF MBV Series (Medium Filter), efficiency : 80-85 %, Size: 12 x 24 x 12 inch; IAF; ; | 1 | 1 | 0 | pcs | MFH | AHU | SPR/07/23/005 | 2023-07-01
RIA | ENG | P-53173-00 | Ballast Electronic EB-C 214 TL5, 2x14W; Phillips; ; | 1 | 1 | 0 | pcs | MFH | Building | SPR/07/23/006 | 2023-07-01
RIA | ENG | P-51529-00 | 5um Filter, 30" 5um PP for PWG 3000L | 5 | 5 | 0 | pcs | MFH | PWG | SPR/07/23/006 | 2023-07-01
RIA | ENG | P-15862-00 | PAPER RECORD YOKOGAWA; FOLDING CHART B9565AW | 1 | 1 | 0 | pcs | MFH | WFI SKID | SPR/07/23/007 | 2023-07-01
RIA | ENG | O-51308-00 | Push Button 22mm Green ABW111EP Fort | 1 | 1 | 0 | pcs | MFH | Building | SPR/07/23/008 | 2023-07-01
AAA | ENG | P-50140-00 | Battery UPS - Battery kering Merk YUASA 12V 9AH | 1 | 1 | 0 | pcs | MFH | UPS 20KVA | SPR/07/23/008 | 2023-07-01
EIL | ENG | P-53102-00 | Lampu PLC 13watt/E27 Putih; Phillips; ; | 1 | 1 | 0 | pcs | MFH | Building | SPR/07/23/009 | 2023-07-01
MRN | ENG | P-53170-00 | Ballast Electronic EB-C 128 TL5, 1x28W; Phillips; ; | 1 | 1 | 0 | pcs | MFH | Building | SPR/07/23/010 | 2023-07-01
ROS | ENG | O-13508-00 | Pneumatic Fitting - QS 8-6 FESTO P/N : - pc | 1 | 1 | 0 | pcs | MFH | Autoclave | SPR/07/23/011 | 2023-07-01
ROS | ENG | - | Pneumatic Fitting - QSL 3/8-1 | 1 | 1 | 0 | pcs | MFH | Autoclave | SPR/07/23/011 | 2023-07-01
ROS | ENG | P-12280-00 | FESTO - QS-1/8-8 Push-In fitting p/n 153004 | 1 | 1 | 0 | pcs | MFH | WASHING | SPR/07/23/012 | 2023-07-01
ROS | ENG | - | Festo Plastic Tubing PAN-MF-8X1-SW | 1 | 1 | 0 | pcs | MFH | WASHING | SPR/07/23/012 | 2023-07-01
ROS | ENG | T-80037-00 | Batterai Size AA | 2 | 2 | 0 | pcs | MFH | Building | SPR/07/23/012 | 2023-07-01
AAA | ENG | P-52380-00 | Adaptor AC Universal Power Supply 12VDC s/d 24VDC | 1 | 1 | 0 | Unit | MFH | Minicapt | SPR/07/23/013 | 2023-07-01
AAA | ENG | Q-10249-00 | Lem Power Glue | 1 | 1 | 0 | pcs | MFH | Minicapt | SPR/07/23/013 | 2023-07-01
AAA | ENG | O-50994-00 | Battery kering 12V 7,2AH | 1 | 1 | 0 | pcs | MFH | CLU | SPR/07/23/013 | 2023-07-01
AAA | ENG | P-53214-00 | Epoxy Adhesive DEXTONE | 1 | 1 | 0 | pcs | MFH | WASHING | SPR/07/23/014 | 2023-07-01
AAA | ENG | P-12764-00 | Silicone gasket for ferrule dia 1/2inch Taiwan | 1 | 1 | 0 | pcs | MFH | WASHING | SPR/07/23/014 | 2023-07-01
AAA | ENG | - | FESTO - QSML-M6-4 | 5 | 5 | 0 | pcs | MFH | Mixing | SPR/07/23/014 | 2023-07-01
AAA | ENG | - | INLET CHECK VALVE (CERAMIC) 2690, Waters, Part No WAT270941 | 2 | 2 | 0 | pcs | MFH | HPLC | SPR/07/23/015 | 2023-07-01
AAA | ENG | O-14641-00 | Silicone Gasket for Ferrule dia. 1"; ; ; | 2 | 2 | 0 | pcs | MFH | FD IMA | SPR/07/23/015 | 2023-07-01
INN | ENG | - | Olsa - Clean Steam Trap; TLV LV6CR 3/4 inch; | 2 | 2 | 0 | pcs | MFH | Autoclave | SPR/07/23/016 | 2023-07-01
ROS | ENG | O-16033-00 | Isolator Gloves E10330 Y 7 E4 4; 000156; Material : CSM; Shape : E10; Size : 7; Thickness (mm) : 4/1; ; ; | 1 | 1 | 0 | pcs | MFH | Dispensing | SPR/07/23/017 | 2023-07-01
ROS | ENG | O-16033-00 | Isolator Gloves E10330 Y 7 E4 4; 000156; Material : CSM; Shape : E10; Size : 7; Thickness (mm) : 4/1; ; ; | 2 | 2 | 0 | pcs | MFH | API | SPR/07/23/018 | 2023-07-01
ROS | ENG | Q-60003-00 | Plakband Kertas | 1 | 1 | 0 | pcs | MFH | GMP Washer | SPR/07/23/018 | 2023-07-01
ROS | ENG | Q-60503-00 | Silicone Sealant, Silglaze, Type N10 Grey, pack size per pcs | 1 | 1 | 0 | pcs | MFH | GMP Washer | SPR/07/23/018 | 2023-07-01
MRN | ENG | P-15852-00 | AMPLAS EAGLE 500 | 1 | 1 | 0 | pcs | MFH | Building | SPR/07/23/019 | 2023-07-01
AAA | ENG | P-14521-00 | Freon R410A | 1 | 1 | 0 | can | MFH | WIHC | SPR/07/23/020 | 2023-07-01
MRN | ENG | P-14424-00 | Garam Kutreat RGN-9800F; ; ; 25Kg/zak | 1 | 1 | 0 | Kg | MFH | PWG | SPR/07/23/021 | 2023-07-01
MRN | ENG | P-53102-00 | Lampu PLC 13watt/E27 Putih; Phillips; ; | 2 | 2 | 0 | pcs | MFH | Building | SPR/07/23/021 | 2023-07-01
MOB | ENG | Q-10249-00 | Lem Power Glue; ; ; | 1 | 1 | 0 | pcs | MFH | Building | SPR/07/23/022 | 2023-07-01
MRN | ENG | P-15938-00 | Water Hardness Test Kit | 1 | 1 | 0 | pcs | MFH | PWG | SPR/07/23/023 | 2023-07-01
MOB | ENG | Q-10249-00 | Lem Power Glue; ; ; | 1 | 1 | 0 | pcs | MFH | Building | SPR/07/23/024 | 2023-07-01
EIL | ENG | Q-60003-00 | Plakband Kertas | 2 | 2 | 0 | rl | MFH | Building | SPR/07/23/025 | 2023-07-01
EIL | ENG | P-51560-00 | Lampu T5 28watt Putih; Phillips; ; | 2 | 2 | 0 | pcs | MFH | Building | SPR/07/23/025 | 2023-07-01
EIL | ENG | Q-60026-00 | Kuas 2" Eterna | 1 | 1 | 0 | pcs | MFH | Building | SPR/07/23/026 | 2023-07-01
EIL | ENG | - | Cat Silver | 1 | 1 | 1 | Can | MFH | Building | SPR/07/23/026 | 2023-07-01
EIL | ENG | P-51560-00 | Lampu T5 28watt Putih; Phillips; ; | 3 | 3 | 0 | pcs | MFH | Building | SPR/07/23/027 | 2023-07-01
EIL | ENG | P-53173-00 | Ballast Electronic EB-C 214 TL5, 2x14W; Phillips; ; | 5 | 5 | 0 | pcs | MFH | Building | SPR/07/23/027 | 2023-07-01
EIL | ENG | O-16033-00 | Isolator Gloves E10330 Y 7 E4 4; 000156; Material : CSM; Shape : E10; Size : 7; Thickness (mm) : 4/1; ; ; | 1 | 1 | 0 | pcs | MFH | cRABS | SPR/07/23/027 | 2023-07-01
EIL | ENG | P-51560-00 | Lampu T5 28watt Putih; Phillips; ; | 1 | 1 | 0 | pcs | MFH | Building | SPR/07/23/028 | 2023-07-01
EIL | ENG | P-51560-00 | Lampu T5 28watt Putih; Phillips; ; | 2 | 2 | 0 | pcs | MFH | Building | SPR/07/23/029 | 2023-07-01
EIL | ENG | Q-54128-00 | Kuas uk. 2.5 inch; No Brand; ; pack size per pc | 1 | 1 | 0 | pcs | MFH | Building | SPR/07/23/030 | 2023-07-01
EIL | ENG | Q-60003-00 | Plakband Kertas | 1 | 1 | 0 | pcs | MFH | Building | SPR/07/23/030 | 2023-07-01
EIL | ENG | Q-10460-00 | Magnetic door stopper | 1 | 1 | 0 | Unit | MFH | Building | SPR/07/23/030 | 2023-07-01
EIL | ENG | Q-10585-00 | Lampu LED T5-18W-1200mm | 3 | 3 | 0 | pcs | MFH | Building | SPR/07/23/031 | 2023-07-01
EIL | ENG | P-51560-00 | Lampu T5 28watt Putih; Phillips; ; | 2 | 2 | 2 | pcs | MFH | Building | SPR/07/23/032 | 2023-07-01
EIL | ENG | P-53102-00 | Lampu PLC 13watt/E27 Putih; Phillips; ; | 2 | 2 | 0 | pcs | MFH | Building | SPR/07/23/033 | 2023-07-01
EIL | ENG | Q-10128-00 | Thinner Super End/Impala | 1 | 1 | 0 | Can | MFH | Building | SPR/07/23/034 | 2023-07-01
EIL | ENG | P-53102-00 | Lampu PLC 13watt/E27 Putih; Phillips; ; | 1 | 1 | 0 | pcs | MFH | Building | SPR/07/23/035 | 2023-07-01
EIL | ENG | Q-54128-00 | Kuas uk. 2.5 inch; No Brand; ; pack size per pc | 1 | 1 | 0 | pcs | MFH | Building | SPR/07/23/035 | 2023-07-01
AAA | ENG | O-54005-00 | LAMPU UV 15 WATT, OSRAM | 1 | 1 | 0 | pcs | MFH | Micro | SPR/08/23/001 | 2023-08-01
AAA | ENG | P-50288-00 | Bola Lampu - Halogen 20 W Osram | 1 | 1 | 0 | pcs | MFH | Mixing | SPR/08/23/002 | 2023-08-01
RIA | ENG | P-15862-00 | PAPER RECORD YOKOGAWA; FOLDING CHART B9565AW | 1 | 1 | 0 | pcs | MFH | PW Skid | SPR/08/23/003 | 2023-08-01
RIA | ENG | T-12078-00 | Belden RJ45 Connector CAT6/Kon | 2 | 2 | 0 | pcs | MFH | Building | SPR/08/23/003 | 2023-08-01
MAP | ENG | P-15851-00 | AMPLAS EAGLE 100 | 1 | 1 | 0 | pcs | MFH | Building | SPR/08/23/004 | 2023-08-01
AAA | ENG | O-16032-00 | Sleeves M200/90 Y 550 E4 Bt5/5 BJ;001643;Material : CSM; Shape : 200/90; Thickness (mm) : 4/10; Leng; ; ; | 2 | 2 | 0 | pcs | MFH | cRABS | SPR/08/23/005 | 2023-08-01
AAA | ENG | O-16033-00 | Isolator Gloves E10330 Y 7 E4 4; 000156; Material : CSM; Shape : E10; Size : 7; Thickness (mm) : 4/1; ; ; | 2 | 2 | 0 | pcs | MFH | cRABS | SPR/08/23/005 | 2023-08-01
MFH | ENG | P-13641-00 | Filter SO 5 micron 30 inch O-r | 1 | 1 | 0 | pcs | MFH | PWG | SPR/08/23/006 | 2023-08-01
EIL | ENG | P-51560-00 | Lampu T5 28watt Putih; Phillips; ; | 1 | 1 | 0 | pcs | MFH | Building | SPR/08/23/007 | 2023-08-01
EIL | ENG | P-53102-00 | Lampu PLC 13watt/E27 Putih; Phillips; ; | 1 | 1 | 0 | pcs | MFH | Building | SPR/08/23/007 | 2023-08-01
RIA | ENG | P-52711-00 | Accu NS70 (Battery kering) 12V | 1 | 1 | 0 | pcs | MFH | Power Stacker | SPR/08/23/008 | 2023-08-01
RIA | ENG | P-13429-00 | Cable Ducting 25x40mm | 2 | 2 | 0 | pcs | MFH | Building | SPR/08/23/008 | 2023-08-01
RIA | ENG | P-15862-00 | PAPER RECORD YOKOGAWA; FOLDING CHART B9565AW | 1 | 1 | 0 | pcs | MFH | PW Skid | SPR/08/23/008 | 2023-08-01
EIL | ENG | P-51560-00 | Lampu T5 28watt Putih; Phillips; ; | 2 | 2 | 0 | pcs | MFH | Building | SPR/08/23/009 | 2023-08-01
EIL | ENG | P-53173-00 | Ballast Electronic EB-C 214 TL5, 2x14W; Phillips; ; | 1 | 1 | 0 | pcs | MFH | Building | SPR/08/23/009 | 2023-08-01
MFH | ENG | O-16033-00 | Isolator Gloves E10330 Y 7 E4 4; 000156; Material : CSM; Shape : E10; Size : 7; Thickness (mm) : 4/1; ; ; | 1 | 1 | 0 | pcs | MFH | Autoclave | SPR/08/23/010 | 2023-08-01
RIA | ENG | P-14457-00 | Filter IAF MBV Series (Medium Filter), efficiency : 90-95 %, Size: 24 x 24 x 12 inch; IAF; ; | 2 | 2 | 0 | pcs | MFH | AHU | SPR/08/23/011 | 2023-08-01
RIA | ENG | P-14458-00 | Filter IAF MBV Series (Medium Filter), efficiency : 90-95 %, Size: 12 x 24 x 12 inch; IAF; ; | 2 | 2 | 0 | pcs | MFH | AHU | SPR/08/23/011 | 2023-08-01
RIA | ENG | - | Lampu Phillips 9w | 1 | 1 | 0 | pcs | MFH | AHU | SPR/08/23/011 | 2023-08-01
MRN | ENG | P-12306-00 | FESTO - QST-8 push in t- connection p/n 153130 | 20 | 20 | 0 | pcs | MFH | Projek | SPR/08/23/012 | 2023-08-01
MRN | ENG | O-12734-00 | Tubing Polyurethane TU0805 Cle | 1 | 1 | 0 | pcs | MFH | Projek | SPR/08/23/012 | 2023-08-01
MRN | ENG | P-51559-00 | Lampu T5 14watt Putih; Phillips; ; | 5 | 5 | 0 | pcs | MFH | Building | SPR/08/23/012 | 2023-08-01
RIA | ENG | T-12078-00 | Belden RJ45 Connector CAT6/Kon | 10 | 10 | 0 | pcs | MFH | Building | SPR/08/23/013 | 2023-08-01
RIA | ENG | P-51027-00 | Isolasi Kabel SCOTCH super 33+ size: 19 mmx20x0.177 mm ( vinyl electric tape ) Black 3M | 1 | 1 | 0 | pcs | MFH | Building | SPR/08/23/013 | 2023-08-01
RIA | ENG | O-54014-00 | STEKER 1 PHASE, BROCO | 1 | 1 | 0 | pcs | MFH | Building | SPR/08/23/014 | 2023-08-01
RIA | ENG | O-54015-00 | STOP KONTAK LUBANG 4, BROCO | 1 | 1 | 0 | pcs | MFH | Building | SPR/08/23/014 | 2023-08-01
INN | ENG | O-16030-00 | 001292; Item Type : Dry box; 9 | 2 | 2 | 0 | pcs | MFH | Mixing | SPR/08/23/015 | 2023-08-01
INN | ENG | Q-10249-00 | Lem Power Glue; ; ; | 2 | 2 | 0 | pcs | MFH | Dispensing | SPR/08/23/015 | 2023-08-01
INN | ENG | Q-10153-00 | Roller cat 110mm | 1 | 1 | 0 | pcs | MFH | Building | SPR/08/23/015 | 2023-08-01
EIL | ENG | O-12735-00 | Tubing Polyurethane TU0604 Cle | 2 | 2 | 0 | Meter | MFH | WWTP | SPR/08/23/016 | 2023-08-01
EIL | ENG | Q-10153-00 | Roller cat 110mm | 1 | 1 | 0 | pcs | MFH | Building | SPR/08/23/016 | 2023-08-01
EIL | ENG | Q-10153-00 | Roller cat 110mm | 1 | 1 | 0 | pcs | MFH | Building | SPR/08/23/017 | 2023-08-01
MRN | ENG | P-53102-00 | Lampu PLC 13watt/E27 Putih; Phillips; ; | 3 | 3 | 0 | pcs | MFH | Building | SPR/08/23/018 | 2023-08-01
MRN | ENG | - | Lampu LED 5w | 1 | 1 | 0 | pcs | MFH | Building | SPR/08/23/018 | 2023-08-01
MRN | ENG | Q-60025-00 | Kuas Eterna 1 | 1 | 1 | 0 | pcs | MFH | Building | SPR/08/23/018 | 2023-08-01
EIL | ENG | P-51756-00 | Kabel NYYHY 3x0.75mm | 5 | 5 | 0 | Meter | MFH | Building | SPR/08/23/019 | 2023-08-01
ROS | ENG | P-52640-00 | Bola lampu 220 V 5 Watt for Cartoning Machine; ; ; | 1 | 1 | 0 | pcs | MFH | Cartoning | SPR/08/23/020 | 2023-08-01
MRN | ENG | O-15931-00 | Double Tape 3M 1" Merah - P/N : - pc | 1 | 1 | 0 | pcs | MFH | WWTP | SPR/08/23/021 | 2023-08-01
EIL | ENG | Q-10493-00 | Tile Grout AM 53 | 1 | 1 | 0 | Kg | MFH | Building | SPR/08/23/022 | 2023-08-01
ROS | ENG | P-51704-00 | Terminal Krustin 6 Terminal | 1 | 1 | 0 | pcs | MFH | WIHC | SPR/08/23/023 | 2023-08-01
INN | ENG | O-14616-00 | Black arm system for Rotating | 1 | 1 | 0 | pcs | MFH | WASHING | SPR/08/23/024 | 2023-08-01
INN | ENG | T-20215-00 | ASSY PCB DEGASSER QSPI MULTI-P | 1 | 1 | 0 | pcs | MFH | HPLC | SPR/08/23/024 | 2023-08-01
INN | ENG | P-53210-00 | CAPACITOR 5 uF, 220 V, 2 kutub | 1 | 1 | 0 | pcs | MFH | WIHC | SPR/08/23/024 | 2023-08-01
MFH | ENG | O-18055-00 | Suction Cup capping size 6R; P/N : 011010; ; ; | 2 | 2 | 0 | pcs | MFH | Cartoning | SPR/08/23/026 | 2023-08-01
EIL | ENG | Q-60503-00 | Silicone Sealant, Silglaze, Type N10 Grey, pack size per pcs | 1 | 1 | 0 | pcs | MFH | Building | SPR/08/23/027 | 2023-08-01
EIL | ENG | Q-10249-00 | Lem Power Glue; ; ; | 1 | 1 | 0 | pcs | MFH | Building | SPR/08/23/027 | 2023-08-01
ROS | ENG | Q-60003-00 | Plakband Kertas | 1 | 1 | 0 | pcs | MFH | Building | SPR/08/23/028 | 2023-08-01
EIL | ENG | P-53102-00 | Lampu PLC 13watt/E27 Putih; Phillips; ; | 3 | 3 | 0 | pcs | MFH | Building | SPR/08/23/029 | 2023-08-01
MFH | ENG | P-12077-00 | Clamp selang ss dia 1 1/4 inch ex TRIDON | 1 | 1 | 0 | pcs | MFH | PW Skid | SPR/08/23/030 | 2023-08-01
EIL | ENG | P-53171-00 | Ballast Electronic EB-C 218 TL5, 2x18W | 1 | 1 | 0 | pcs | MFH | Building | SPR/08/23/031 | 2023-08-01
EIL | ENG | P-51560-00 | Lampu T5 28watt Putih; Phillips; ; | 1 | 1 | 0 | pcs | MFH | Building | SPR/08/23/031 | 2023-08-01
MRN | ENG | Q-10493-00 | Tile Grout AM 53 | 1 | 1 | 0 | pcs | MFH | Building | SPR/08/23/032 | 2023-08-01
MRN | ENG | - | Tile Grout liquid Grout Additive | 1 | 1 | 0 | pcs | MFH | Building | SPR/08/23/032 | 2023-08-01
EIL | ENG | Q-10493-00 | Tile Grout AM 53 | 1 | 1 | 0 | pcs | MFH | Building | SPR/08/23/033 | 2023-08-01
MOB | ENG | P-17451-00 | Belt SPA 1132 LW | 1 | 1 | 0 | pcs | MFH | EF | SPR/08/23/034 | 2023-08-01
RIA | ENG | P-52278-00 | Capacitor 50F 250VAC 25A 5% Screw (KMT) P/N : 6R 01502010 | 1 | 1 | 0 | pcs | MFH | UPS 20KVA | SPR/08/23/035 | 2023-08-01
ROS | ENG | Q-10249-00 | Lem Power Glue; ; ; | 2 | 2 | 0 | pcs | MFH | Filling | SPR/08/23/036 | 2023-08-01
RIA | ENG | P-15862-00 | PAPER RECORD YOKOGAWA; FOLDING CHART B9565AW | 1 | 1 | 0 | pcs | MFH | PW Skid | SPR/09/23/001 | 2023-09-01
RIA | ENG | P-53261-00 | Junction Box uk 30x40x20cm | 1 | 1 | 0 | pcs | MFH | Warehouse | SPR/09//23/001 | 2023-09-01
RIA | ENG | O-51307-00 | Selector Switch 22mm On-Off XP | 1 | 1 | 0 | pcs | MFH | Warehouse | SPR/09/23/001 | 2023-09-01
RIA | ENG | O-51307-00 | Selector Switch 22mm On-Off XP | 1 | 1 | 0 | pcs | MFH | WICC FG | SPR/09/23/002 | 2023-09-01
RIA | ENG | P-53261-00 | Junction Box uk 30x40x20cm | 1 | 1 | 0 | pcs | MFH | WICC FG | SPR/09/23/003 | 2023-09-01
RIA | ENG | P-51793-00 | Junction Box 20x30x15 cm | 1 | 1 | 0 | pcs | MFH | WICC FG | SPR/09/23/003 | 2023-09-01
RIA | ENG | P-50229-00 | Emergency Switch | 1 | 1 | 0 | pcs | MFH | WICC FG | SPR/09/23/003 | 2023-09-01
RIA | ENG | P-12433-00 | Isolasi AC- Sansui | 1 | 1 | 0 | pcs | MFH | Building | SPR/09/23/004 | 2023-09-01
AAA | ENG | T-20212-00 | SEAL PLUNGER 2690, Waters, Par | 2 | 2 | 0 | pcs | MFH | HPLC | SPR/09/23/005 | 2023-09-01
AAA | ENG | - | SVIMSeidenader | 1 | 1 | 0 | Unit | MFH | MS30 | SPR/09/23/005 | 2023-09-01
AAA | ENG | T-80681-00 | Battery Kancing Energizer CR20 | 1 | 1 | 0 | pcs | MFH | HPLC | SPR/09/23/005 | 2023-09-01
RIA | ENG | P-51027-00 | Isolasi Kabel SCOTCH super 33+ size: 19 mmx20x0.177 mm ( vinyl electric tape ) Black 3M | 1 | 1 | 0 | pcs | MFH | API | SPR/09/23/006 | 2023-09-01
RIA | ENG | O-51687-00 | Relay OMRON G2A-432A-N DC + so | 1 | 1 | 0 | pcs | MFH | API | SPR/09/23/006 | 2023-09-01
RIA | ENG | P-50810-00 | Buzzer type AD22-22MSD warna m | 1 | 1 | 0 | pcs | MFH | API | SPR/09/23/006 | 2023-09-01
YSO | PRO | O-16033-00 | Isolator Gloves E10330 Y 7 E4 4; 000156; Material : CSM; Shape : E10; Size : 7; Thickness (mm) : 4/1; ; ; | 1 | 1 | 0 | pcs | MFH | cRABS | SPR/09/23/007 | 2023-09-01
AAA | ENG | O-52200-00 | FESTO - Proximity Sensor SME- | 1 | 1 | 0 | pcs | MFH | WASHING | SPR/08/23/008 | 2023-09-01
TWS | PRO | T-20123-00 | Acquity PDA/TUV 2489/2998 Perf | 2 | 2 | 0 | pcs | MFH | HPLC | SPR/09/23/009 | 2023-09-01
ROS | ENG | P-53209-00 | CAPACITOR 3 uF, 220 V, 2 kutub | 1 | 1 | 0 | pcs | MFH | QCWetlab | SPR/09/23/010 | 2023-09-01
RIA | ENG | P-53173-00 | Ballast Electronic EB-C 214 TL5, 2x14W; Phillips; ; | 4 | 4 | 0 | pcs | MFH | Building | SPR/09/23/011 | 2023-09-01
EIL | ENG | Q-10154-00 | Roller cat 230mm | 1 | 1 | 0 | pcs | MFH | Building | SPR/09/23/012 | 2023-09-01
EIL | ENG | P-51559-00 | Lampu T5 14watt Putih; Phillips; ; | 20 | 20 | 0 | pcs | MFH | Building | SPR/09/23/013 | 2023-09-01
EIL | ENG | P-51560-00 | Lampu T5 28watt Putih; Phillips; ; | 2 | 2 | 0 | pcs | MFH | Building | SPR/09/23/013 | 2023-09-01
RIA | ENG | P-51559-00 | Lampu T5 14watt Putih; Phillips; ; | 10 | 10 | 0 | pcs | MFH | Building | SPR/09/23/014 | 2023-09-01
RIA | ENG | P-51560-00 | Lampu T5 28watt Putih; Phillips; ; | 6 | 6 | 0 | pcs | MFH | Building | SPR/09/23/014 | 2023-09-01
RIA | ENG | P-53173-00 | Ballast Electronic EB-C 214 TL5, 2x14W; Phillips; ; | 2 | 2 | 0 | pcs | MFH | Building | SPR/09/23/014 | 2023-09-01
AAA | ENG | O-15619-00 | HIGH PRECISION OPTICAL FIBER 1 | 1 | 1 | 0 | pcs | MFH | Capping | SPR/09/23/015 | 2023-09-01
RIA | ENG | P-53173-00 | Ballast Electronic EB-C 214 TL5, 2x14W; Phillips; ; | 2 | 2 | 0 | pcs | MFH | Building | SPR/09/23/016 | 2023-09-01
RIA | ENG | O-15931-00 | Double Tape 3M 1" Merah - P/N : - pc | 1 | 1 | 0 | pcs | MFH | Building | SPR/09/23/016 | 2023-09-01
EIL | ENG | P-53173-00 | Lampu T5 28watt Putih; Phillips; ; | 2 | 2 | 0 | pcs | MFH | Building | SPR/09/23/017 | 2023-09-01
EIL | ENG | P-51559-00 | Lampu T5 14watt Putih; Phillips; ; | 2 | 2 | 0 | pcs | MFH | Building | SPR/09/23/017 | 2023-09-01
EIL | ENG | P-13429-00 | Cable Ducting 25x40mm | 2 | 2 | 0 | pcs | MFH | Building | SPR/09/23/018 | 2023-09-01
EIL | ENG | P-13429-00 | Cable Ducting 25x40mm | 4 | 4 | 0 | pcs | MFH | Building | SPR/09/23/019 | 2023-09-01
MOB | ENG | Q-10249-00 | Lem Power Glue; ; ; | 1 | 1 | 0 | pcs | MFH | Building | SPR/09/23/020 | 2023-09-01
ROS | ENG | P-13429-00 | Cable Ducting 25x40mm | 1 | 1 | 0 | pcs | MFH | Building | SPR/09/23/021 | 2023-09-01
ROS | ENG | P-52110-00 | CAPACITOR 5 uF, 500 V, 50/60 Hz; ; ; | 1 | 1 | 0 | pcs | MFH | WIHC | SPR/09/23/021 | 2023-09-01
ROS | ENG | O-16032-00 | Sleeves M200/90 Y 550 E4 Bt5/5 BJ;001643;Material : CSM; Shape : 200/90; Thickness (mm) : 4/10; Leng; ; ; | 2 | 2 | 0 | pcs | MFH | cRABS | SPR/09/23/021 | 2023-09-01
RIA | ENG | P-51891-00 | Exhaust Fan Panel 240VAC | 2 | 2 | 0 | pcs | MFH | WIHC | SPR/09/23/022 | 2023-09-01
MOB | ENG | O-14640-00 | Silicone Gasket for Ferrule dia. 3/4" | 4 | 4 | 0 | pcs | MFH | PSG | SPR/09/23/023 | 2023-09-01
MOB | ENG | O-14641-00 | Silicone Gasket for Ferrule dia. 1"; ; ; | 1 | 1 | 0 | pcs | MFH | PSG | SPR/09/23/023 | 2023-09-01
MOB | ENG | P-14379-00 | Gasket 3/4" /EPDM; ; ; | 1 | 1 | 0 | pcs | MFH | PSG | SPR/09/23/023 | 2023-09-01
NDS | ENG | Q-10249-00 | Lem Power Glue; ; ; | 1 | 1 | 0 | pcs | MFH | MS30 | SPR/09/23/024 | 2023-09-01
RIA | ENG | T-80037-00 | Batterai Size AA | 3 | 3 | 0 | pcs | MFH | EMS | SPR/09/23/025 | 2023-09-01
RIA | ENG | S-40009-00 | Battery CR 2032 Maxell | 3 | 3 | 0 | pcs | MFH | EMS | SPR/09/23/025 | 2023-09-01
ROS | ENG | P-12764-00 | Silicone gasket for ferrule dia 1/2inch Taiwan | 10 | 10 | 0 | pcs | MFH | Filling | SPR/09/23/026 | 2023-09-01
MOB | ENG | Q-60501-00 | Silicone Sealant, Silglaze, Type N10 Clear, pack size per pcs | 1 | 1 | 0 | pcs | MFH | Building | SPR/09/23/027 | 2023-09-01
AAA | ENG | T-20055-00 | PerformancePlus Check Valve Cartridge | 2 | 2 | 0 | pcs | MFH | Building | SPR/09/23/028 | 2023-09-01
AAA | ENG | O-16033-00 | Isolator Gloves E10330 Y 7 E4 4; 000156; Material : CSM; Shape : E10; Size : 7; Thickness (mm) : 4/1 | 1 | 1 | 0 | pcs | MFH | Building | SPR/09/23/028 | 2023-09-01
MOB | ENG | P-51559-00 | Lampu T5 14watt Putih; Phillips; ; | 60 | 60 | 0 | pcs | MFH | Building | SPR/09/23/029 | 2023-09-01
MOB | ENG | P-53102-00 | Lampu PLC 13watt/E27 Putih; Phillips; ; | 4 | 4 | 0 | pcs | MFH | Building | SPR/09/23/029 | 2023-09-01
INN | ENG | O-18987-00 | Freeze Dryer MBE1207 - Oil Compressor RL 46H @5 Liter | 8 | 8 | 0 | pcs | MFH | FD IMA | SPR/09/23/030 | 2023-09-01
INN | ENG | O-52920-00 | Duct Outdoor Humidity Sensors Type: KAVTF-I_VA200 4...20mA 0100 % r.H. / 0...+50 deg C; S+S Regeltechnik; ; | 1 | 1 | 0 | pcs | MFH | FD IMA | SPR/09/23/030 | 2023-09-01
INN | ENG | O-11181-00 | Bearing 626-2Z | 40 | 40 | 0 | pcs | MFH | Capping | SPR/09/23/030 | 2023-09-01
INN | ENG | O-19164-00 | LINEAR SHAFT PSSFG12-306 | 1 | 1 | 0 | pcs | MFH | Cartoning | SPR/09/23/031 | 2023-09-01
INN | ENG | P-18725-00 | Freon Refrigerant Chemours Suv | 9 | 9 | 0 | pcs | MFH | FD IMA | SPR/09/23/031 | 2023-09-01
INN | ENG | P-18725-00 | Freon Refrigerant Chemours Suv | 3 | 3 | 0 | pcs | MFH | FD IMA | SPR/09/23/031 | 2023-09-01
INN | ENG | O-18108-00 | Freeze Dryer MBE1207 - Therm.Exp.Valve TE2 R404A/R507A 068Z3403 | 2 | 2 | 0 | pcs | MFH | FD IMA | SPR/09/23/032 | 2023-09-01
INN | ENG | P-52767-00 | Freeze Dryer MBE1207 - Solenoi | 1 | 1 | 0 | pcs | MFH | FD IMA | SPR/09/23/032 | 2023-09-01
INN | ENG | O-16731-00 | Autoclave Fedegari FVA2/A1 NB2963AT - KIT Ricambi Valv. DN10 ON-OFF FEDEGARI ASIA PTE LTD P/N : KK000301 pc | 2 | 2 | 0 | pcs | MFH | Autoclave | SPR/09/23/032 | 2023-09-01
INN | ENG | P-52488-00 | Clean Phone Room | 1 | 1 | 0 | pcs | MFH | Autoclave | SPR/09/23/033 | 2023-09-01
BFN | PRO | O-18055-00 | Robot Casepacker - Suction cup; VB17. single below; diameter Cup 17 mm.; vmeca; ; | 2 | 2 | 0 | pcs | MFH | Cartoning | SPR/09/23/034 | 2023-09-01
MOB | ENG | P-51560-00 | Lampu T5 28watt Putih; Phillips; ; | 1 | 1 | 0 | pcs | MFH | Building | SPR/09/23/035 | 2023-09-01
AAA | ENG | P-13429-00 | Cable Ducting 25x40mm | 1 | 1 | 0 | pcs | MFH | Building | SPR/09/23/036 | 2023-09-01
RIA | ENG | P-53102-00 | Lampu PLC 13watt/E27 Putih; Phillips; ; | 1 | 1 | 0 | pcs | MFH | Building | SPR/09/23/037 | 2023-09-01
BFN | ENG | O-18055-00 | Robot Casepacker - Suction cup; VB17. single below; diameter Cup 17 mm.; vmeca; ; | 2 | 2 | 0 | pcs | MFH | Cartoning | SPR/09/23/038 | 2023-09-01
AAA | ENG | O-51850-00 | Power Supply 220 VAC 12 VDC, 3 Ampere; ; ; | 1 | 1 | 0 | pcs | MFH | Hubber | SPR/09/23/039 | 2023-09-01
INN | ENG | P-18472-00 | Thermostatic Steam Trap LV6-CE | 2 | 2 | 0 | pcs | MFH | Autoclave | SPR/09/23/040 | 2023-09-01
MOB | ENG | P-14454-00 | Filter IAF MB Series (Medium Filter), efficiency : 60-65 %, Size: 12 x 24 x 12 inch | 1 | 1 | 0 | pcs | MFH | AHU | SPR/10/23/001 | 2023-10-01
MOB | ENG | P-14453-00 | Filter IAF MB Series (Medium Filter), efficiency : 60-65 %, Size: 24 x 24 x 12 inch | 1 | 1 | 0 | pcs | MFH | AHU | SPR/10/23/001 | 2023-10-01
MFH | ENG | P-12994-00 | Nippon Tape - ASF-110FR | 1 | 1 | 0 | pcs | MFH | Filling | SPR/10/23/002 | 2023-10-01
RIA | ENG | P-14453-00 | Filter IAF MB Series (Medium Filter), efficiency : 60-65 %, Size: 24 x 24 x 12 inch | 1 | 1 | 0 | pcs | MFH | AHU | SPR/10/23/003 | 2023-10-01
RIA | ENG | P-14454-00 | Filter IAF MB Series (Medium Filter), efficiency : 60-65 %, Size: 12 x 24 x 12 inch | 2 | 2 | 0 | pcs | MFH | AHU | SPR/10/23/003 | 2023-10-01
RIA | ENG | P-51785-00 | Lampu Phillips PHP LED; 710 7w E27 White 220-240v | 1 | 1 | 0 | pcs | MFH | AHU | SPR/10/23/003 | 2023-10-01
NDS | ENG | P-52710-00 | USB Extension Cable Waterproof | 1 | 1 | 0 | pcs | MFH | GMP Washer | SPR/10/23/004 | 2023-10-01
RIA | ENG | P-53102-00 | Lampu PLC 13watt/E27 Putih | 3 | 3 | 0 | pcs | MFH | Building | SPR/10/23/005 | 2023-10-01
RIA | ENG | Q-60003-00 | Plakband Kertas | 3 | 3 | 0 | pcs | MFH | Building | SPR/10/23/005 | 2023-10-01
RIA | ENG | Q-10829-00 | Cat Ambiance Lakestone 44537M | 1 | 1 | 0 | Can | MFH | Building | SPR/10/23/005 | 2023-10-01
RIA | ENG | P-14456-00 | Filter IAF MBV Series (Medium Filter), efficiency : 80-85 %, Size: 12 x 24 x 12 inch; IAF; ; | 2 | 2 | 0 | pcs | MFH | AHU | SPR/10/23/006 | 2023-10-01
RIA | ENG | Q-10154-00 | Roller cat 230mm | 1 | 1 | 0 | pcs | MFH | Building | SPR/10/23/006 | 2023-10-01
ROS | ENG | Q-60026-00 | Kuas 2" Eterna | 1 | 1 | 0 | pcs | MFH | Building | SPR/10/23/007 | 2023-10-01
AAA | ENG | P-50781-00 | Battery 12V 18AH merk LONG | 1 | 1 | 0 | pcs | MFH | Cartoning | SPR/10/23/008 | 2023-10-01
RIA | ENG | P-15862-00 | PAPER RECORD YOKOGAWA; FOLDING CHART B9565AW | 1 | 1 | 0 | pcs | MFH | PSG | SPR/10/23/009 | 2023-10-01
RIA | ENG | Q-10136-00 | TOTO - Kran T23BQ13N | 1 | 1 | 0 | pcs | MFH | Building | SPR/10/23/009 | 2023-10-01
RIA | ENG | Q-10585-00 | Lampu LED T5-18W-1200mm | 2 | 2 | 0 | pcs | MFH | Building | SPR/10/23/009 | 2023-10-01
NDS | ENG | O-16033-00 | Isolator Gloves E10330 Y 7 E4 4; 000156; Material : CSM; Shape : E10; Size : 7; Thickness (mm) : 4/1; ; ; | 1 | 1 | 0 | pcs | MFH | cRABS | SPR/10/23/010 | 2023-10-01
MFH | ENG | T-20123-00 | Acquity PDA/TUV 2489/2998 Perf | 1 | 1 | 0 | pcs | MFH | HPLC | SPR/10/23/011 | 2023-10-01
ROS | ENG | P-13389-00 | Scotch Brite 3M; ; ; | 1 | 1 | 0 | pcs | MFH | Capping | SPR/10/23/012 | 2023-10-01
ROS | ENG | T-20123-00 | Acquity PDA/TUV 2489/2998 Perf | 1 | 1 | 0 | pcs | MFH | HPLC | SPR/10/23/012 | 2023-10-01
NDS | ENG | Q-60003-00 | Plakband Kertas | 1 | 1 | 0 | pcs | MFH | PMS | SPR/10/23/013 | 2023-10-01
ROS | ENG | O-16033-00 | Isolator Gloves E10330 Y 7 E4 4; 000156; Material : CSM; Shape : E10; Size : 7; Thickness (mm) : 4/1; ; ; | 2 | 2 | 0 | pcs | MFH | SKAN | SPR/10/23/014 | 2023-10-01
INN | ENG | P-18214-00 | Part for Isolator - RTP 190 mm; Alpha port 190 mm dia | 1 | 1 | 0 | pcs | MFH | SND | SPR/10/23/015 | 2023-10-01
AAA | ENG | P-13429-00 | Cable Ducting 25x40mm | 4 | 4 | 0 | pcs | MFH | - | SPR/10/23/016 | 2023-10-01
AAA | ENG | Q-60003-00 | Plakband Kertas | 1 | 1 | 0 | pcs | MFH | - | SPR/10/23/016 | 2023-10-01
NDS | ENG | P-12433-00 | Roller cat 230mm | 4 | 4 | 0 | pcs | MFH | AHU | SPR/10/23/017 | 2023-10-01
NDS | ENG | Q-10154-00 | - | 1 | 1 | 0 | pcs | MFH | Building | SPR/10/23/017 | 2023-10-01
NDS | ENG | Q-60026-00 | Kuas 2" Eterna | 1 | 1 | 0 | pcs | MFH | Building | SPR/10/23/017 | 2023-10-01
NDS | ENG | Q-10128-00 | Thinner Super End/Impala | 1 | 1 | 0 | pcs | MFH | Building | SPR/10/23/018 | 2023-10-01
INN | ENG | O-52701-00 | IMA CLU EK2046 - Router VPN Secomea P/n: 84229090 | 1 | 1 | 0 | pcs | MFH | CLU | SPR/10/23/019 | 2023-10-01
INN | ENG | O-52530-00 | Sensor PH Meter Type : InPro3250/120/PT1000 PN. 52002548 | 1 | 1 | 0 | pcs | MFH | Mixing | SPR/10/23/019 | 2023-10-01
INN | ENG | P-18619-00 | Filling VFM100 - Guide Vial Material SUS 304 | 1 | 1 | 0 | pcs | MFH | Filling | SPR/10/23/019 | 2023-10-01
MRN | ENG | Q-10585-00 | Lampu LED T5-18W-1200mm | 4 | 4 | 0 | pcs | MFH | Building | SPR/10/23/020 | 2023-10-01
MRN | ENG | P-13641-00 | Filter SO 5 micron 30 inch O-r | 4 | 4 | 0 | pcs | MFH | PWG | SPR/10/23/020 | 2023-10-01
RPA | PRO | T-80038-00 | Batterai Size AAA | 3 | 3 | 0 | pcs | MFH | FD IMA | SPR/10/23/021 | 2023-10-01
MRN | ENG | O-14594-00 | Kit, membrane ozone 6510 | 1 | 1 | 0 | pcs | MFH | PW SND | SPR/10/23/022 | 2023-10-01
MRN | ENG | P-18546-00 | Constan Air Volume EN 200x100 with Flow Scale 0-600 CMH | 1 | 1 | 0 | pcs | MFH | AHU | SPR/10/23/022 | 2023-10-01
MRN | ENG | P-18504-00 | Chemours - Freon 404A; | 1 | 1 | 0 | pcs | MFH | Chamber | SPR/10/23/022 | 2023-10-01
MRN | ENG | O-54014-00 | STEKER 1 PHASE, BROCO | 4 | 4 | 0 | pcs | MFH | Building | SPR/10/23/023 | 2023-10-01
MRN | ENG | O-14641-00 | Silicone Gasket for Ferrule dia. 1"; ; ; | 10 | 10 | 0 | pcs | MFH | PSG | SPR/10/23/023 | 2023-10-01
MRN | ENG | Q-60026-00 | Kuas 2" Eterna | 3 | 3 | 0 | pcs | MFH | Building | SPR/10/23/023 | 2023-10-01
NDS | ENG | P-11694-00 | Mata Gerinda 4" | 1 | 1 | 0 | pcs | MFH | Workshop | SPR/10/23/024 | 2023-10-01
MRN | ENG | Q-60501-00 | Silicone Sealant, Silglaze, Type N10 Clear, pack size per pcs | 2 | 2 | 0 | pcs | MFH | Building | SPR/10/23/025 | 2023-10-01
MRN | ENG | P-52711-00 | Accu NS70 (Battery kering) 12V | 2 | 2 | 0 | pcs | MFH | WWTP | SPR/10/23/026 | 2023-10-01
RIA | ENG | P-15862-00 | PAPER RECORD YOKOGAWA; FOLDING CHART B9565AW | 2 | 2 | 0 | pcs | MFH | PW Skid | SPR/10/23/027 | 2023-10-01
MRN | ENG | Q-60026-00 | Kuas 2" Eterna | 2 | 2 | 0 | pcs | MFH | Building | SPR/10/23/028 | 2023-10-01
MRN | ENG | Q-10153-00 | Roller cat 110mm | 2 | 2 | 0 | pcs | MFH | Building | SPR/10/23/029 | 2023-10-01
MRN | ENG | P-53102-00 | Lampu PLC 13watt/E27 Putih; Phillips; ; | 2 | 2 | 0 | pcs | MFH | Building | SPR/10/23/030 | 2023-10-01
ROS | ENG | P-13389-00 | Scotch Brite 3M; ; ; | 1 | 1 | 0 | pcs | MFH | HPLC | SPR/10/23/031 | 2023-10-01
NDS | ENG | O-54005-00 | LAMPU UV 15 WATT, OSRAM | 1 | 1 | 0 | pcs | MFH | Autoclave | SPR/10/23/032 | 2023-10-01
MRN | ENG | P-51559-00 | Lampu T5 14watt Putih; Phillips; ; | 10 | 10 | 0 | pcs | MFH | Building | SPR/10/23/033 | 2023-10-01
ROS | ENG | P-15852-00 | AMPLAS EAGLE 500 | 1 | 1 | 0 | pcs | MFH | HPLC | SPR/10/23/034 | 2023-10-01
MRN | ENG | P-13389-00 | Scotch Brite 3M; ; ; | 1 | 1 | 0 | pcs | MFH | Bulk Transit | SPR/10/23/035 | 2023-10-01
ROS | ENG | P-51559-00 | Lampu T5 14watt Putih; Phillips; ; | 6 | 6 | 0 | pcs | MFH | lab | SPR/10/23/036 | 2023-10-01
ROS | ENG | P-51560-00 | Lampu T5 28watt Putih; Phillips; ; | 2 | 2 | 0 | pcs | MFH | lab | SPR/10/23/037 | 2023-10-01
MRN | ENG | Q-60026-00 | Kuas 2" Eterna | 2 | 2 | 0 | pcs | MFH | Building | SPR/10/23/038 | 2023-10-01
INN | ENG | O-16030-00 | 001292; Item Type : Dry box; 9 | 1 | 1 | 0 | pcs | MFH | Mixing | SPR/10/23/039 | 2023-10-01
ROS | ENG | O-54005-00 | LAMPU UV 15 WATT, OSRAM | 1 | 1 | 0 | pcs | MFH | Passbox Micro | SPR/10/23/040 | 2023-10-01
ROS | ENG | P-51559-00 | Lampu T5 14watt Putih; Phillips; ; | 2 | 2 | 0 | pcs | MFH | Passbox Micro | SPR/10/23/041 | 2023-10-01
ROS | ENG | P-52110-00 | CAPACITOR 5 uF, 500 V, 50/60 Hz; ; ; | 1 | 1 | 0 | pcs | MFH | Walk in Incubator | SPR/10/23/042 | 2023-10-01
ROS | ENG | P-51560-00 | Lampu T5 28watt Putih; Phillips; ; | 3 | 3 | 0 | pcs | MFH | Passbox Micro | SPR/10/23/043 | 2023-10-01
MOB | ENG | P-11694-00 | Mata Gerinda 4" | 2 | 2 | 0 | pcs | MFH | Workshop | SPR/10/23/044 | 2023-10-01
AMD | PRO | P-11968-00 | Berusynt FGH Spray H1 - Bechem | 1 | 1 | 0 | pcs | MFH | Cartoning | SPR/10/23/045 | 2023-10-01
MRN | ENG | Q-60501-00 | Silicone Sealant, Silglaze, Type N10 Clear, pack size per pcs | 2 | 2 | 0 | pcs | MFH | Building | SPR/10/23/046 | 2023-10-01
MRN | ENG | O-54015-00 | STOP KONTAK LUBANG 4, BROCO | 1 | 1 | 0 | pcs | MFH | Building | SPR/10/23/047 | 2023-10-01
NDS | ENG | P-18467-00 | Pass Box Stickers JZC-A Kecil | 2 | 2 | 0 | pcs | MFH | QCWetlab | SPR/10/23/048 | 2023-10-01
NDS | ENG | P-51559-00 | Lampu T5 14watt Putih; Phillips; ; | 6 | 6 | 0 | pcs | MFH | Building | SPR/10/23/048 | 2023-10-01
RIA | ENG | P-53362-00 | Contactor Schneider LC1D09M7 Coil 220 VAC; ; ; | 1 | 1 | 0 | pcs | MFH | WWTP | SPR/10/23/049 | 2023-10-01
RIA | ENG | O-54015-00 | STOP KONTAK LUBANG 4, BROCO | 1 | 1 | 0 | pcs | MFH | Building | SPR/10/23/049 | 2023-10-01
RIA | ENG | O-54014-00 | STEKER 1 PHASE, BROCO | 1 | 1 | 0 | pcs | MFH | Building | SPR/10/23/049 | 2023-10-01
RIA | ENG | P-54158-00 | Float Level Switch VSS-2FJ-S3-L900-FS40S-0 Flange 2 inch | 1 | 1 | 0 | pcs | MFH | WWTP | SPR/10/23/050 | 2023-10-01
RIA | ENG | P-50810-00 | Buzzer type AD22-22MSD warna m | 1 | 1 | 0 | pcs | MFH | WWTP | SPR/10/23/050 | 2023-10-01
RIA | ENG | P-50274-00 | Kabel NYAF 0.75 Merah | 1 | 1 | 0 | pcs | MFH | WWTP | SPR/10/23/050 | 2023-10-01
RIA | ENG | - | Clamp Pipa Clipsal 1/2 Inch | 2 | 2 | 0 | pcs | MFH | Building | SPR/11/23/001 | 2023-11-01
RIA | ENG | P-10859-00 | Fitting PVC - Elbow PVC 1/2" AW | 1 | 1 | 0 | pcs | MFH | Building | SPR/11/23/001 | 2023-11-01
ROS | ENG | O-16032-00 | Sleeves M200/90 Y 550 E4 Bt5/5 BJ;001643;Material : CSM; Shape : 200/90; Thickness (mm) : 4/10; Leng; ; ; | 2 | 2 | 0 | pcs | MFH | cRABS | SPR/11/23/002 | 2023-11-01
ROS | ENG | - | Battery Energizer | 2 | 2 | 0 | pcs | MFH | - | SPR/11/23/002 | 2023-11-01
ROS | ENG | - | Capacitor WIHC | 1 | 1 | 0 | pcs | MFH | WIHC | SPR/11/23/002 | 2023-11-01
MRN | ENG | Q-10153-00 | Roller cat 110mm | 1 | 1 | 0 | pcs | MFH | Building | SPR/11/23/003 | 2023-11-01
MRN | ENG | P-53102-00 | Lampu PLC 13watt/E27 Putih; Phillips; ; | 2 | 2 | 0 | pcs | MFH | Building | SPR/11/23/003 | 2023-11-01
MRN | ENG | P-51560-00 | Lampu T5 28watt Putih; Phillips; ; | 1 | 1 | 0 | pcs | MFH | Building | SPR/11/23/003 | 2023-11-01
MOB | ENG | P-12470-00 | Lem PVC Isarplas 300 gr/kaleng | 1 | 1 | 0 | pcs | MFH | - | SPR/11/23/004 | 2023-11-01
NDS | ENG | - | Amplas 1000 | 1 | 1 | 0 | pcs | MFH | HPLC | SPR/11/23/005 | 2023-11-01
NDS | ENG | P-15852-00 | AMPLAS EAGLE 500 | 1 | 1 | 0 | pcs | MFH | HPLC | SPR/11/23/005 | 2023-11-01
NDS | ENG | Q-60025-00 | Kuas Eterna 1 | 1 | 1 | 0 | pcs | MFH | HPLC | SPR/11/23/005 | 2023-11-01
NDS | ENG | O-16030-00 | 001292; Item Type : Dry box; 9 | 1 | 1 | 0 | pcs | MFH | - | SPR/11/23/006 | 2023-11-01
NDS | ENG | S-11976-00 | Selang Hydrant | 2 | 2 | 0 | pcs | MFH | - | SPR/11/23/006 | 2023-11-01
RIA | ENG | Q-10570-00 | Kap Lampu TL RM 2X18 Watt | 1 | 1 | 0 | pcs | MFH | Building | SPR/11/23/007 | 2023-11-01
RIA | ENG | P-10945-00 | Insulation - Seal Tape onda | 3 | 3 | 0 | pcs | MFH | WWTP | SPR/11/23/008 | 2023-11-01
RIA | ENG | P-51027-00 | Isolasi Kabel SCOTCH super 33+ size: 19 mmx20x0.177 mm ( vinyl electric tape ) Black 3M | 1 | 1 | 0 | pcs | MFH | WWTP | SPR/11/23/008 | 2023-11-01
RIA | ENG | P-52642-00 | Kabel NYYHY 2 x 0.75 mm | 20 | 20 | 0 | pcs | MFH | WWTP | SPR/11/23/008 | 2023-11-01
RIA | ENG | P-51560-00 | Lampu T5 28watt Putih; Phillips; ; | 4 | 4 | 0 | pcs | MFH | WASHING | SPR/11/23/009 | 2023-11-01
RIA | ENG | P-51559-00 | Lampu T5 14watt Putih; Phillips; ; | 2 | 2 | 0 | pcs | MFH | Building | SPR/11/23/009 | 2023-11-01
RIA | ENG | P-53169-00 | Ballast Electronic EB-C 228 TL5, 2x28W; Phillips; ; | 3 | 3 | 0 | pcs | MFH | WASHING | SPR/11/23/009 | 2023-11-01
ROS | ENG | P-15852-00 | AMPLAS EAGLE 500 | 1 | 1 | 0 | pcs | MFH | - | SPR/11/23/010 | 2023-11-01
ROS | ENG | P-18467-00 | Pass Box Stickers JZC-A Kecil | 3 | 3 | 0 | pcs | MFH | Building | SPR/11/23/011 | 2023-11-01
RIA | ENG | P-50506-00 | Saklar Tunggal / 250 V / Clipsal | 1 | 1 | 0 | pcs | MFH | Filling | SPR/11/23/012 | 2023-11-01
RIA | ENG | Q-10249-00 | Lem Power Glue; ; ; | 2 | 2 | 0 | pcs | MFH | Capping | SPR/11/23/012 | 2023-11-01
RIA | ENG | Q-60003-00 | Plakband Kertas | 1 | 1 | 0 | pcs | MFH | Capping | SPR/11/23/012 | 2023-11-01
NDS | ENG | P-50957-00 | Fuse kaca 3 A 5x 20 | 2 | 2 | 0 | pcs | MFH | Cytocab | SPR/11/23/013 | 2023-11-01
NDS | ENG | P-51027-00 | Isolasi Kabel SCOTCH super 33+ size: 19 mmx20x0.177 mm ( vinyl electric tape ) Black 3M | 1 | 1 | 0 | pcs | MFH | Cytocab | SPR/11/23/013 | 2023-11-01
MRN | ENG | P-51560-00 | Lampu T5 28watt Putih; Phillips; ; | 2 | 2 | 0 | pcs | MFH | Building | SPR/11/23/014 | 2023-11-01
NDS | ENG | O-15566-00 | CAPS HOPPER MINIMUM LOAD SENSOR ; WORLD BEAM QS18VP6LAF250Q5 LASER ADJUSTABLE FIELD | 1 | 1 | 0 | pcs | MFH | Filling | SPR/11/23/015 | 2023-11-01
NDS | ENG | T-80373-00 | Plakband Bening 2 inch | 1 | 1 | 0 | pcs | MFH | SKAN | SPR/11/23/016 | 2023-11-01
MOB | ENG | P-14453-00 | Filter IAF MB Series (Medium Filter), efficiency : 60-65 %, Size: 24 x 24 x 12 inch | 1 | 1 | 0 | pcs | MFH | AHU | SPR/11/23/017 | 2023-11-01
MOB | ENG | P-14454-00 | Filter IAF MB Series (Medium Filter), efficiency : 60-65 %, Size: 12 x 24 x 12 inch | 1 | 1 | 0 | pcs | MFH | AHU | SPR/11/23/017 | 2023-11-01
MOB | ENG | P-51560-00 | Lampu T5 28watt Putih; Phillips; ; | 4 | 4 | 0 | pcs | MFH | Building | SPR/11/23/018 | 2023-11-01
MOB | ENG | P-12764-00 | Silicone gasket for ferrule dia 1/2inch Taiwan | 2 | 2 | 0 | pcs | MFH | PSG | SPR/11/23/019 | 2023-11-01
AAA | ENG | O-16033-00 | Isolator Gloves E10330 Y 7 E4 4; 000156; Material : CSM; Shape : E10; Size : 7; Thickness (mm) : 4/1; ; ; | 2 | 2 | 0 | pcs | MFH | cRABS | SPR/11/23/020 | 2023-11-01
AAA | ENG | O-16032-00 | Sleeves M200/90 Y 550 E4 Bt5/5 BJ;001643;Material : CSM; Shape : 200/90; Thickness (mm) : 4/10; Leng; ; ; | 1 | 1 | 0 | pcs | MFH | SKAN | SPR/11/23/020 | 2023-11-01
NDS | ENG | O-52278-00 | Temperature Sensor PT100, 4 wire, class AA, Simplex, c/w 10m silicon cable RAC241-S-10-PN Radix | 1 | 1 | 0 | pcs | MFH | - | SPR/11/23/021 | 2023-11-01
INN | ENG | O-18917-00 | Freeze Dryer MBE1207 - OIL COOLING WATER REGULATOR 003N0107 AVTA15 G 1/2 Inch Kv=1.9m3/h Temperature | 1 | 1 | 0 | pcs | MFH | - | SPR/11/23/022 | 2023-11-01
RIA | ENG | P-50140-00 | Battery UPS - Battery kering Merk YUASA 12V 9AH | 20 | 20 | 0 | pcs | MFH | UPS 20KVA | SPR/11/23/023 | 2023-11-01
RIA | ENG | P-10945-00 | Insulation - Seal Tape onda | 1 | 1 | 0 | pcs | MFH | QC | SPR/11/23/024 | 2023-11-01
RIA | ENG | P-15862-00 | PAPER RECORD YOKOGAWA; FOLDING CHART B9565AW | 1 | 1 | 0 | pcs | MFH | WFI SKID | SPR/11/23/024 | 2023-11-01
RIA | ENG | P-14424-00 | Garam Kutreat RGN-9800F; ; ; 25Kg/zak | 25 | 25 | 0 | Kg | MFH | PWG | SPR/11/23/024 | 2023-11-01
CAS | QAS | P-10945-00 | Insulation - Seal Tape onda | 2 | 2 | 0 | pcs | MFH | - | SPR/11/23/025 | 2023-11-01
INN | ENG | O-16647-00 | Washing RAR4 - Oring Silicone Merah 23x18x2.5 mm; ; ; | 10 | 10 | 0 | pcs | MFH | - | SPR/11/23/026 | 2023-11-01
INN | ENG | O-16032-00 | Sleeves M200/90 Y 550 E4 Bt5/5 BJ;001643;Material : CSM; Shape : 200/90; Thickness (mm) : 4/10; Leng; ; ; | 1 | 1 | 0 | pcs | MFH | cRABS | SPR/11/23/027 | 2023-11-01
MRN | ENG | P-53169-00 | Ballast Electronic EB-C 228 TL5, 2x28W; Phillips; ; | 4 | 4 | 0 | pcs | MFH | Building | SPR/11/23/028 | 2023-11-01
MRN | ENG | O-54015-00 | STOP KONTAK LUBANG 4, BROCO | 3 | 3 | 0 | pcs | MFH | Office | SPR/11/23/029 | 2023-11-01
MRN | ENG | O-54014-00 | STEKER 1 PHASE, BROCO | 5 | 2 | 0 | pcs | MFH | Office | SPR/11/23/030 | 2023-11-01
MRN | ENG | P-50962-00 | Fuse kaca 5A 6x30 | 1 | 1 | 0 | pcs | MFH | Building | SPR/11/23/031 | 2023-11-01
AAA | ENG | O-16033-00 | Isolator Gloves E10330 Y 7 E4 4; 000156; Material : CSM; Shape : E10; Size : 7; Thickness (mm) : 4/1; ; ; | 1 | 1 | 0 | pcs | MFH | cRABS | SPR/11/23/032 | 2023-11-01
RPA | PRO | O-17242-00 | Belt HTD 720-5M-95mm + Lapisan Blue Sponge 6mm | 1 | 1 | 0 | pcs | MFH | Cartoning | SPR/11/23/033 | 2023-11-01
APN | PRO | O-16033-00 | Isolator Gloves E10330 Y 7 E4 4; 000156; Material : CSM; Shape : E10; Size : 7; Thickness (mm) : 4/1; ; ; | 3 | 3 | 0 | pcs | MFH | cRABS | SPR/11/23/034 | 2023-11-01
MOB | ENG | P-53102-00 | Lampu PLC 13watt/E27 Putih; Phillips; ; | 1 | 1 | 0 | pcs | MFH | Building | SPR/11/23/035 | 2023-11-01
MOB | ENG | Q-10154-00 | Roller cat 230mm | 1 | 1 | 0 | pcs | MFH | Building | SPR/11/23/035 | 2023-11-01
NDS | ENG | P-14379-00 | Gasket 3/4" /EPDM; ; ; | 3 | 3 | 0 | pcs | MFH | FD IMA | SPR/11/23/036 | 2023-11-01
TGT | ENG | T-20123-00 | Acquity PDA/TUV 2489/2998 Perf | 1 | 1 | 0 | pcs | MFH | HPLC | SPR/11/23/037 | 2023-11-01
RIA | ENG | P-51559-00 | Lampu T5 14watt Putih; Phillips; ; | 2 | 2 | 0 | pcs | MFH | Building | SPR/11/23/038 | 2023-11-01
RIA | ENG | P-51560-00 | Lampu T5 28watt Putih; Phillips; ; | 1 | 1 | 0 | pcs | MFH | Building | SPR/11/23/038 | 2023-11-01
BFN | ENG | O-18055-00 | Robot Casepacker - Suction cup; VB17. single below; diameter Cup 17 mm.; vmeca; ; | 6 | 6 | 0 | pcs | MFH | Cartoning | SPR/11/23/039 | 2023-11-01
ROS | ENG | P-51560-00 | Lampu T5 28watt Putih; Phillips; ; | 1 | 1 | 0 | pcs | MFH | Capping | SPR/11/23/040 | 2023-11-01
ROS | ENG | O-54005-00 | LAMPU UV 15 WATT, OSRAM | 1 | 1 | 0 | pcs | MFH | Mixing | SPR/11/23/041 | 2023-11-01
MOB | ENG | O-15931-00 | Double Tape 3M 1" Merah - P/N : - pc | 1 | 1 | 0 | pcs | MFH | Building | SPR/11/23/042 | 2023-11-01
NDS | ENG | P-15852-00 | AMPLAS EAGLE 500 | 1 | 1 | 0 | pcs | MFH | WASHING | SPR/11/23/043 | 2023-11-01
NDS | ENG | P-13389-00 | Scotch Brite 3M; ; ; | 1 | 1 | 0 | pcs | MFH | WASHING | SPR/11/23/043 | 2023-11-01
NDS | ENG | O-15619-00 | HIGH PRECISION OPTICAL FIBER 1 | 1 | 1 | 0 | pcs | MFH | Capping | SPR/11/23/043 | 2023-11-01
RIA | ENG | P-53170-00 | Ballast Electronic EB-C 128 TL5, 1x28W; Phillips; ; | 1 | 1 | 0 | pcs | MFH | API | SPR/11/23/044 | 2023-11-01
AAA | ENG | T-20215-00 | ASSY PCB DEGASSER QSPI MULTI-P | 1 | 1 | 0 | pcs | MFH | HPLC | SPR/11/23/045 | 2023-11-01
SHF | ENG | P-11991-00 | Cabble Ties 200L | 1 | 1 | 0 | pcs | MFH | Building | SPR/11/23/046 | 2023-11-01
TIW | QAS | P-11195-00 | Pneumatic Fitting - QSF-G 1/8 - 6 mm / Festo | 2 | 2 | 0 | pcs | MFH | FD IMA | SPR/12/23/001 | 2023-12-01
TIW | QAS | O-19141-00 | Fitting Pneumatic QS 6mm x 1/8 inch Female; ; ; | 1 | 1 | 0 | pcs | MFH | FD IMA | SPR/12/23/001 | 2023-12-01
TIW | QAS | P-12261-00 | FESTO - Push In Connector QS-6 p/n 153032 | 8 | 8 | 0 | pcs | MFH | FD IMA | SPR/12/23/001 | 2023-12-01
MOB | ENG | Q-60025-00 | Kuas Eterna 1 | 1 | 1 | 0 | pcs | MFH | Building | SPR/12/23/002 | 2023-12-01
MOB | ENG | P-18067-00 | Lampu LED T5 120 CM 16 Watt 6000K; ; ; | 10 | 10 | 0 | pcs | MFH | Building | SPR/12/23/002 | 2023-12-01
MOB | ENG | Q-60502-00 | Silicone Sealant, Silglaze, Type N10 White, pack size per pcs | 4 | 4 | 0 | pcs | MFH | Building | SPR/12/23/002 | 2023-12-01
NDS | ENG | P-12305-00 | FESTO - QST-6 Push in t-connection p/n 153129 | 1 | 1 | 0 | pcs | MFH | FD IMA | SPR/12/23/003 | 2023-12-01
NDS | ENG | O-16033-00 | Isolator Gloves E10330 Y 7 E4 4; 000156; Material : CSM; Shape : E10; Size : 7; Thickness (mm) : 4/1; ; ; | 20 | 20 | 0 | pcs | MFH | - | SPR/12/23/003 | 2023-12-01
NDS | ENG | O-16032-00 | Sleeves M200/90 Y 550 E4 Bt5/5 BJ;001643;Material : CSM; Shape : 200/90; Thickness (mm) : 4/10; Leng; ; ; | 30 | 30 | 0 | pcs | MFH | - | SPR/12/23/003 | 2023-12-01
MOB | ENG | Q-10134-00 | TOTO - Jet Shower spray TX 403S | 10 | 10 | 0 | pcs | MFH | Building | SPR/12/23/004 | 2023-12-01
MOB | ENG | P-14424-00 | Garam Kutreat RGN-9800F; ; ; 25Kg/zak | 5 | 5 | 0 | pcs | MFH | Water System | SPR/12/23/004 | 2023-12-01
MOB | ENG | Q-60502-00 | Silicone Sealant, Silglaze, Type N10 White, pack size per pcs | 4 | 4 | 0 | pcs | MFH | Building | SPR/12/23/004 | 2023-12-01
MOB | ENG | P-51559-00 | Lampu T5 14watt Putih; Phillips; ; | 3 | 3 | 0 | pcs | MFH | Building | SPR/12/23/005 | 2023-12-01
MOB | ENG | P-51741-00 | Lampu Phillips PHP LED; 710 7w E27 White 220-240v; ; ; | 3 | 3 | 0 | pcs | MFH | Building | SPR/12/23/005 | 2023-12-01
MOB | ENG | P-53102-00 | Lampu PLC 13watt/E27 Putih; Phillips; ; | 7 | 7 | 0 | pcs | MFH | Building | SPR/12/23/005 | 2023-12-01
NDS | ENG | Q-60025-00 | Kuas Eterna 1 | 1 | 1 | 0 | pcs | MFH | Capping | SPR/12/23/006 | 2023-12-01
NDS | ENG | T-80038-00 | Batterai Size AAA | 1 | 1 | 0 | pcs | MFH | Waterpass | SPR/12/23/006 | 2023-12-01
NDS | ENG | O-16647-00 | Washing RAR4 - Oring Silicone Merah 23x18x2.5 mm; ; ; | 30 | 30 | 0 | pcs | MFH | Capping | SPR/12/23/006 | 2023-12-01
MOB | ENG | Q-10153-00 | Roller cat 110mm | 1 | 1 | 0 | pcs | MFH | Building | SPR/12/23/007 | 2023-12-01
MOB | ENG | P-53102-00 | Lampu PLC 13watt/E27 Putih; Phillips; ; | 1 | 1 | 0 | pcs | MFH | Building | SPR/12/23/007 | 2023-12-01
MOB | ENG | P-12433-00 | Isolasi AC- Sansui | 6 | 6 | 0 | pcs | MFH | Building | SPR/12/23/007 | 2023-12-01
MOB | ENG | P-12433-00 | Isolasi AC- Sansui | 3 | 3 | 0 | pcs | MFH | Building | SPR/12/23/008 | 2023-12-01
MOB | ENG | Q-60502-00 | Silicone Sealant, Silglaze, Type N10 White, pack size per pcs | 1 | 1 | 0 | pcs | MFH | Building | SPR/12/23/008 | 2023-12-01
RIA | ENG | P-14454-00 | Filter IAF MB Series (Medium Filter), efficiency : 60-65 %, Size: 12 x 24 x 12 inch | 1 | 1 | 0 | pcs | MFH | AHU | SPR/12/23/009 | 2023-12-01
RIA | ENG | P-14453-00 | Filter IAF MB Series (Medium Filter), efficiency : 60-65 %, Size: 24 x 24 x 12 inch | 1 | 1 | 0 | pcs | MFH | AHU | SPR/12/23/009 | 2023-12-01
RIA | ENG | P-14457-00 | Filter IAF MBV Series (Medium Filter), efficiency : 90-95 %, Size: 24 x 24 x 12 inch; IAF; ; | 7 | 7 | 0 | pcs | MFH | AHU | SPR/12/23/009 | 2023-12-01
RIA | ENG | P-53102-00 | Lampu PLC 13watt/E27 Putih; Phillips; ; | 2 | 2 | 0 | pcs | MFH | Building | SPR/12/23/010 | 2023-12-01
RIA | ENG | P-51559-00 | Lampu T5 14watt Putih; Phillips; ; | 2 | 2 | 0 | pcs | MFH | Building | SPR/12/23/010 | 2023-12-01
INN | ENG | P-18470-00 | Misumi - HXNHFFLT-SUS-M5-10; ; ; | 40 | 40 | 0 | pcs | MFH | WASHING | SPR/12/23/011 | 2023-12-01
INN | ENG | O-14640-00 | Silicone Gasket for Ferrule dia. 3/4" | 8 | 8 | 0 | pcs | MFH | Mixing | SPR/12/23/011 | 2023-12-01
INN | ENG | P-18557-00 | Snap Ring Dalam SS 304 Uk. 19 mm; ; ; | 12 | 12 | 0 | pcs | MFH | Mixing | SPR/12/23/011 | 2023-12-01
INN | ENG | P-14980-00 | Seal Ferrule Teflon 3/4 inch; ; ; | 5 | 5 | 0 | pcs | MFH | Mixing | SPR/12/23/012 | 2023-12-01
INN | ENG | P-18618-00 | Chemicals Kuclean HL-351 @20 liter; ; ; | 22 | 22 | 0 | pcs | MFH | FD IMA | SPR/12/23/012 | 2023-12-01
INN | ENG | O-15718-00 | SYNTHETIC FOOD GRADE, CRC - P/N : NSF H1 pc | 3 | 3 | 0 | pcs | MFH | FD IMA | SPR/12/23/012 | 2023-12-01
INN | ENG | O-18917-00 | Freeze Dryer MBE1207 - OIL COOLING WATER REGULATOR 003N0107 AVTA15 G 1/2 Inch Kv=1.9m3/h Temperature; DANFOSS; ; | 1 | 1 | 0 | pcs | MFH | FD IMA | SPR/12/23/013 | 2023-12-01
INN | ENG | O-18929-00 | Freeze Dryer MBE1207 - FILTER Cartridge SANRONG FILTER ELEMENT for SFR487T Housing P/N : EDF16-01060; ; ; | 1 | 1 | 0 | pcs | MFH | FD IMA | SPR/12/23/013 | 2023-12-01
INN | ENG | O-18893-00 | Freeze Dryer MBE1207 - MV1250 Angle Valve 1x3/4 Inch-12UNF 1x3/8 Inch ODF p/n:EB15-00755; BITZER; ; | 1 | 1 | 0 | pcs | MFH | FD IMA | SPR/12/23/013 | 2023-12-01
INN | ENG | O-18892-00 | Freeze Dryer MBE1207 - MV1161 Receiver Valve, 1/4 Inch SAE Flare 1/4 Inch NPT Direct p/n: EB15-00321; ; ; | 1 | 1 | 0 | pcs | MFH | FD IMA | SPR/12/23/014 | 2023-12-01
INN | ENG | P-18504-00 | Chemours - Freon 404A;; ; ; | 1 | 1 | 0 | pcs | MFH | Chamber | SPR/12/23/014 | 2023-12-01
INN | ENG | P-13389-00 | Scotch Brite 3M; ; ; | 14 | 14 | 0 | pcs | MFH | Capping | SPR/12/23/014 | 2023-12-01
INN | ENG | O-16647-00 | Washing RAR4 - Oring Silicone Merah 23x18x2.5 mm; ; ; | 41 | 41 | 0 | pcs | MFH | Capping | SPR/12/23/015 | 2023-12-01
INN | ENG | Q-10249-00 | Lem Power Glue | 14 | 14 | 0 | pcs | MFH | Capping | SPR/12/23/015 | 2023-12-01
INN | ENG | O-18055-00 | Robot Casepacker - Suction cup; VB17. single below; diameter Cup 17 mm.; vmeca; ; | 7 | 7 | 0 | pcs | MFH | Cartoning | SPR/12/23/016 | 2023-12-01
INN | ENG | P-14379-00 | Gasket 3/4" /EPDM; ; ; | 1 | 1 | 0 | pcs | MFH | Mixing | SPR/12/23/016 | 2023-12-01
INN | ENG | O-18041-00 | Bearing 624 ZZ; SKF; ; | 1 | 1 | 0 | pcs | MFH | Capping | SPR/12/23/016 | 2023-12-01
MOB | ENG | P-54181-00 | UV lamp for TOC Sievers M500; TOC Sievers; ; pack size per pc | 1 | 1 | 0 | pcs | MFH | WFI SKID | SPR/12/23/017 | 2023-12-01
NDS | ENG | O-15931-00 | Double Tape 3M 1" Merah - P/N : - pc | 1 | 1 | 0 | pcs | MFH | Building | SPR/12/23/018 | 2023-12-01
NDS | ENG | P-10945-00 | Insulation - Seal Tape onda | 1 | 1 | 0 | pcs | MFH | Cartoning | SPR/12/23/019 | 2023-12-01
NDS | ENG | O-18876-00 | Oring Silicone Merah 40.6x37x1 | 5 | 5 | 0 | pcs | MFH | Capping | SPR/12/23/020 | 2023-12-01
NDS | ENG | P-13389-00 | Scotch Brite 3M; ; ; | 1 | 1 | 0 | pcs | MFH | Capping | SPR/12/23/021 | 2023-12-01
MRN | ENG | P-51559-00 | Lampu T5 14watt Putih; Phillips; ; | 5 | 5 | 0 | pcs | MFH | Building | SPR/12/23/022 | 2023-12-01
NDS | ENG | O-16033-00 | Isolator Gloves E10330 Y 7 E4 4; 000156; Material : CSM; Shape : E10; Size : 7; Thickness (mm) : 4/1; ; ; | 1 | 1 | 0 | pcs | MFH | cRABS | SPR/12/23/023 | 2023-12-01
INN | ENG | P-11356-00 | Roda Trolly ABUS 4" ( 100 x 27 ) Without Breake | 4 | 4 | 0 | pcs | MFH | Roda Trolly | SPR/12/23/024 | 2023-12-01
INN | ENG | O-11181-00 | Bearing 626-2Z | 20 | 20 | 0 | pcs | MFH | Capping | SPR/12/23/024 | 2023-12-01
MFH | ENG | O-14619-00 | Pressure reducer 1/2" Gas connection, with manometer 0-12 bar | 1 | 1 | 0 | pcs | MFH | WASHING | SPR/12/23/025 | 2023-12-01
MFH | ENG | O-14639-00 | EPDM Gasket for Ferrule dia. 1/2" | 15 | 15 | 0 | pcs | MFH | Water System | SPR/12/23/026 | 2023-12-01
MFH | ENG | P-14424-00 | Garam Kutreat RGN-9800F; ; ; 25Kg/zak | 120 | 120 | 0 | pcs | MFH | Water System | SPR/12/23/026 | 2023-12-01
MFH | ENG | P-17290-00 | Filter Regulator; type AW20-02BG-C-A | 2 | 2 | 0 | pcs | MFH | AHU | SPR/12/23/027 | 2023-12-01
MFH | ENG | P-52709-00 | Pressure Transmitter TPS30-G27AR2-00 AUTONICS | 1 | 1 | 0 | pcs | MFH | AHU | SPR/12/23/027 | 2023-12-01
MFH | ENG | O-15492-00 | SPA 1132 Brand : Optibelt / Bando Merah - P/N : - pc | 3 | 3 | 0 | pcs | MFH | - | SPR/12/23/028 | 2023-12-01
MFH | ENG | O-15669-00 | STERILIZING CHAMBER HEATERS ;NO. 03 RIBBED HEATERS RCU - 1000W - 230VAC -50/60HZ MATERIAL AISI316/304, MECHANICAL DIMENSION:; LENGTH: 397 MM -CENTER DISTANCE: 50 MM HEATING BODY DIAMETER: 10 MM RIBBED | 1 | 1 | 0 | pcs | MFH | Capping | SPR/12/23/028 | 2023-12-01
MFH | ENG | O-17313-00 | Breathing Circuit Filter BB50T | 1 | 1 | 0 | pcs | MFH | lab | SPR/12/23/028 | 2023-12-01
MFH | ENG | O-15572-00 | CORDA TONDA IN NBR D=3MM; STERILINE ; PART NO :6829 | 3 | 3 | 0 | pcs | MFH | WASHING | SPR/12/23/029 | 2023-12-01
MFH | ENG | O-54115-00 | Fiber Amplifier - | 2 | 2 | 0 | pcs | MFH | Tunnel | SPR/12/23/029 | 2023-12-01
MFH | ENG | O-16030-00 | 001292; Item Type : Dry box; 9 | 12 | 12 | 0 | pcs | MFH | dispensing | SPR/12/23/029 | 2023-12-01
MFH | ENG | P-52791-00 | IC Components LTC2411IMS | 1 | 1 | 0 | pcs | MFH | FRIGo | SPR/12/23/030 | 2023-12-01
MFH | ENG | O-18890-00 | Freeze Dryer MBE1207 - SV102 Valve body 032L1212(Replace the old model 032F1212) EVR6 3/8 Inch p/n: | 2 | 2 | 0 | pcs | MFH | FD IMA | SPR/12/23/030 | 2023-12-01
MFH | ENG | O-52269-00 | Selenoid Valve 2 Way Brass, 24VDC, 1/2 inch | 1 | 1 | 0 | pcs | MFH | FD IMA | SPR/12/23/030 | 2023-12-01
MFH | ENG | O-18967-00 | Capping VCM200 - Washer A | 10 | 10 | 0 | pcs | MFH | Capping | SPR/12/23/031 | 2023-12-01
MFH | ENG | O-18120-00 | Capping VCM200 - Lock Nut Cramping | 10 | 10 | 0 | pcs | MFH | Capping | SPR/12/23/031 | 2023-12-01
MFH | ENG | O-18964-00 | Capping VCM200 - Holder | 10 | 10 | 0 | pcs | MFH | Capping | SPR/12/23/031 | 2023-12-01
MFH | ENG | P-18620-00 | Filling VFM100 - Piringan Loadcell Material SUS304 | 4 | 4 | 0 | pcs | MFH | Filling | SPR/12/23/032 | 2023-12-01
MFH | ENG | O-50994-00 | Battery kering 12V 7,2AH | 4 | 4 | 0 | pcs | MFH | Filling | SPR/12/23/032 | 2023-12-01
MFH | ENG | O-18962-00 | Capping VCM200 - Adjuster Screw Blade | 10 | 10 | 0 | pcs | MFH | Capping | SPR/12/23/033 | 2023-12-01
MFH | ENG | O-18963-00 | Capping VCM200 - Clamp Holder | 10 | 10 | 0 | pcs | MFH | Capping | SPR/12/23/033 | 2023-12-01
MFH | ENG | O-18965-00 | Capping VCM200 - Spring Head | 10 | 10 | 0 | pcs | MFH | Capping | SPR/12/23/033 | 2023-12-01
MFH | ENG | O-18966-00 | Capping VCM200 - Ring Washer | 10 | 10 | 0 | pcs | MFH | Capping | SPR/12/23/034 | 2023-12-01
MFH | ENG | O-18968-00 | Capping VCM200 - Washer B | 10 | 10 | 0 | pcs | MFH | Capping | SPR/12/23/034 | 2023-12-01
MFH | ENG | P-51756-00 | Kabel NYYHY 3x0.75mm | 35 | 35 | 0 | pcs | MFH | Capping | SPR/12/23/034 | 2023-12-01
MFH | ENG | O-19003-00 | Misumi - Oil Free Bush JZF8-6 | 20 | 20 | 0 | pcs | MFH | - | SPR/12/23/035 | 2023-12-01
MFH | ENG | O-19005-00 | Misumi - Linear Shaft PSFAA8-46-F11-P6-M3-N3 | 10 | 10 | 0 | pcs | MFH | Capping | SPR/12/23/035 | 2023-12-01
MFH | ENG | P-18788-00 | Baut SS Hexagon SS M6x55mm + Mur | 9 | 9 | 0 | pcs | MFH | Capping | SPR/12/23/035 | 2023-12-01
MFH | ENG | O-19212-00 | Freeze Dryer MBE1207 - Orifice No. 03 068-2006 | 6 | 6 | 0 | pcs | MFH | FD IMA | SPR/12/23/036 | 2023-12-01
MFH | ENG | O-52831-00 | Freeze Dryer MBE1207 - SV169 MYCOM COMPLETE SOLENOLD VALVE, XOF-240V1 include valve body and coil P/ | 1 | 1 | 0 | pcs | MFH | FD IMA | SPR/12/23/036 | 2023-12-01
MFH | ENG | O-19162-00 | Shaft Pengunci AlphaPort | 2 | 2 | 0 | pcs | MFH | Mixing | SPR/12/23/036 | 2023-12-01
MFH | ENG | O-52941-00 | PRINTER/PC INTERFACE-TEMPERATURE-G01A01-NEW (298/08/13-14) 0202PPCT02 | 1 | 1 | 0 | pcs | MFH | lab | SPR/12/23/037 | 2023-12-01
MFH | ENG | O-54015-00 | STOP KONTAK LUBANG 4, BROCO | 1 | 1 | 0 | pcs | MFH | FD IMA | SPR/12/23/037 | 2023-12-01
MFH | ENG | P-10017-00 | Pre Filter G4 size : 24X24X2 | 1 | 1 | 0 | pcs | MFH | Weighing Booth | SPR/12/23/037 | 2023-12-01
MFH | ENG | O-52878-00 | Heat Sink untuk SSR | 1 | 1 | 0 | pcs | MFH | - | SPR/12/23/038 | 2023-12-01
MFH | ENG | P-52514-00 | Flow Transmitter Type 8025 (Remote/Panel Version) | 1 | 1 | 0 | pcs | MFH | PSG | SPR/12/23/038 | 2023-12-01
MFH | ENG | P-52515-00 | Flow Sensor Type SE30-HT (High Temperature Version) | 1 | 1 | 0 | pcs | MFH | PSG | SPR/12/23/038 | 2023-12-01
MFH | ENG | O-54116-00 | Fiber Reflective - | 1 | 1 | 0 | pcs | MFH | Capping | SPR/12/23/039 | 2023-12-01
MFH | ENG | P-18554-00 | Baut Hexagonal SS 304 Uk. M4 x 8 | 20 | 20 | 0 | pcs | MFH | Capping | SPR/12/23/039 | 2023-12-01
MFH | ENG | P-10729-00 | Contact cleaner WD 40, 382 gr ; Brand : - ; P/N : - ; Pack Size : pcs | 9 | 9 | 0 | pcs | MFH | - | SPR/12/23/040 | 2023-12-01
MFH | ENG | P-10726-00 | Cleaner - Contact Cleaner CRC CO 2016 500 ml | 1 | 1 | 0 | pcs | MFH | - | SPR/12/23/040 | 2023-12-01
MFH | ENG | Q-60503-00 | Silicone Sealant, Silglaze, Type N10 Grey, pack size per pcs | 1 | 1 | 0 | pcs | MFH | - | SPR/12/23/040 | 2023-12-01
MFH | ENG | P-10868-00 | Fitting PVC - Elbow PVC 4 Rucika AW | 1 | 1 | 0 | pcs | MFH | AHU | SPR/12/23/041 | 2023-12-01
MFH | ENG | P-13384-00 | Sok Drat Luar 2" Pvc Rucika | 1 | 1 | 0 | pcs | MFH | AHU | SPR/12/23/041 | 2023-12-01
MFH | ENG | P-12942-00 | Water Mur PVC dia 1inch | 2 | 2 | 0 | pcs | MFH | AHU | SPR/12/23/041 | 2023-12-01
MFH | ENG | P-11819-00 | Alumunium duct tape 2 inch | 2 | 2 | 0 | pcs | MFH | - | SPR/12/23/042 | 2023-12-01
MFH | ENG | P-12470-00 | Lem PVC Isarplas 300 gr/kaleng | 1 | 1 | 0 | pcs | MFH | - | SPR/12/23/042 | 2023-12-01
MFH | ENG | P-12920-00 | Tungsten Electrodes dia 1.6 mm | 1 | 1 | 0 | pcs | MFH | - | SPR/12/23/042 | 2023-12-01
MFH | ENG | P-14950-00 | Fitting Union Tee KQ2T04-00A | 2 | 2 | 0 | pcs | MFH | Water System | SPR/12/23/043 | 2023-12-01
MFH | ENG | P-14955-00 | Straight Union KQ2H04-00A | 2 | 2 | 0 | pcs | MFH | Water System | SPR/12/23/043 | 2023-12-01
MFH | ENG | P-15077-00 | Fitting KQ2H06-03AS | 1 | 1 | 0 | pcs | MFH | Water System | SPR/12/23/043 | 2023-12-01
INN | ENG | P-14458-00 | Filter IAF MBV Series (Medium Filter), efficiency : 90-95 %, Size: 12 x 24 x 12 inch; IAF; ; | 2 | 2 | 0 | pcs | MFH | AHU | SPR/12/23/044 | 2023-12-01
INN | ENG | P-14455-00 | Filter IAF MBV Series (Medium Filter), efficiency : 80-85 %, Size: 24 x 24 x 12 inch; IAF; ; | 7 | 7 | 0 | pcs | MFH | AHU | SPR/12/23/044 | 2023-12-01
INN | ENG | P-18066-00 | Hepa Filter - H13 ( 99,95% ) Size: 610x610x90 | 1 | 1 | 0 | pcs | MFH | AHU | SPR/12/23/044 | 2023-12-01
MFH | ENG | P-51880-00 | Battery 2500mAH 1.2V | 10 | 10 | 0 | pcs | MFH | Cartoning | SPR/12/23/045 | 2023-12-01
MFH | ENG | P-18555-00 | Baut L SS 304 Uk. M3 x 6 mm | 12 | 12 | 0 | pcs | MFH | Capping | SPR/12/23/045 | 2023-12-01
MFH | ENG | P-18556-00 | Baut L SS 304 Uk. M3 x 10 mm | 18 | 18 | 0 | pcs | MFH | Capping | SPR/12/23/045 | 2023-12-01
MFH | ENG | P-53210-00 | CAPACITOR 5 uF, 220 V, 2 kutub; ; ; | 1 | 1 | 0 | pcs | MFH | - | SPR/12/23/046 | 2023-12-01
MFH | ENG | P-52009-00 | Limit Switch; | 1 | 1 | 0 | pcs | MFH | - | SPR/12/23/046 | 2023-12-01
MFH | ENG | P-51298-00 | Terminal plastik dia 4 mm | 2 | 2 | 0 | pcs | MFH | - | SPR/12/23/046 | 2023-12-01
MFH | ENG | Q-10549-00 | TOTO - Piston Flush Valve Closet Type T150NL / TV150NSJ | 1 | 1 | 0 | pcs | MFH | Building | SPR/12/23/047 | 2023-12-01
MFH | ENG | Q-10817-00 | Door Closer Type: TS77 Hold Open; DORMA; ; | 2 | 2 | 0 | pcs | MFH | Building | SPR/12/23/047 | 2023-12-01
MFH | ENG | Q-60067-00 | Cat Pilox 124 - Silver | 3 | 3 | 0 | pcs | MFH | Building | SPR/12/23/047 | 2023-12-01
MFH | ENG | P-53214-00 | Epoxy Adhesive DEXTONE | 2 | 2 | 0 | pcs | MFH | Building | SPR/12/23/048 | 2023-12-01
MFH | ENG | P-13389-00 | Scotch Brite 3M; ; ; | 1 | 1 | 0 | pcs | MFH | Building | SPR/12/23/048 | 2023-12-01
MFH | ENG | P-12433-00 | Isolasi AC- Sansui | 1 | 1 | 0 | pcs | MFH | Building | SPR/12/23/048 | 2023-12-01
INN | ENG | P-18666-00 | Vlok Ring Kuningan 1 inch x 1/2 inch | 2 | 2 | 0 | pcs | MFH | FD IMA | SPR/12/23/049 | 2023-12-01
INN | ENG | P-13714-00 | Autoclave Fedegari FVA2/A1 NB2963AT - Oring Viton 29 x 22 x 3.5 mm | 5 | 5 | 0 | pcs | MFH | Autoclave | SPR/12/23/049 | 2023-12-01
INN | ENG | P-15429-00 | Fedegari FVA2/A1 S/N : NB2964AT - Cover Seal FVM-A/2 FOB2 (Code: PP600265) | 1 | 1 | 0 | pcs | MFH | Autoclave | SPR/12/23/049 | 2023-12-01
MFH | ENG | P-12523-00 | Neeple bushing kuningan 3/4x1/2inch | 2 | 2 | 0 | pcs | MFH | - | SPR/12/23/050 | 2023-12-01
MFH | ENG | P-15905-00 | Filter Catridge; Type: TefTEC Series; P/N : TefTEC 0.2 - 10 P7S; Lenght : 10 Inch; O-Ring : 226 Fin | 1 | 1 | 0 | pcs | MFH | - | SPR/12/23/050 | 2023-12-01
MFH | ENG | P-18546-00 | Constan Air Volume EN 200x100 with Flow Scale 0-600 CMH | 1 | 1 | 0 | pcs | MFH | - | SPR/12/23/050 | 2023-12-01
MFH | ENG | P-53104-00 | Fitting Keramik Lampu Mercury SON-T 70W PHILIPS | 1 | 1 | 0 | pcs | MFH | - | SPR/12/23/051 | 2023-12-01
MFH | ENG | P-51840-00 | Button Box 3 hole dia 22 mm | 1 | 1 | 0 | pcs | MFH | - | SPR/12/23/051 | 2023-12-01
MFH | ENG | P-17897-00 | Foam Tape Perekat 1 Sisi 3mm x 25mm x 10M | 3 | 3 | 0 | pcs | MFH | - | SPR/12/23/051 | 2023-12-01
MFH | ENG | P-52193-00 | Lampu UV 8 Watt | 1 | 1 | 0 | pcs | MFH | lab | SPR/12/23/052 | 2023-12-01
MFH | ENG | P-17668-00 | Speed Control AS2002F-04 | 2 | 2 | 0 | pcs | MFH | WASHING | SPR/12/23/052 | 2023-12-01
MFH | ENG | P-14952-00 | Fitting Union Tee KQ2T08-00A | 31 | 31 | 0 | pcs | MFH | - | SPR/12/23/052 | 2023-12-01
MFH | ENG | P-12082-00 | Clamp selang ss dia 3/4inch ex TRIDON | 1 | 1 | 0 | pcs | MFH | - | SPR/12/23/053 | 2023-12-01
MFH | ENG | P-13259-00 | Sock Drat dalam SS 304 dia 1 inch | 2 | 2 | 0 | pcs | MFH | - | SPR/12/23/053 | 2023-12-01
MFH | ENG | P-17027-00 | Complete Gasket set for 1 1/2" FT43-10TV | 1 | 1 | 0 | pcs | MFH | - | SPR/12/23/053 | 2023-12-01
MFH | ENG | P-12983-00 | Helicoil dia. M6x6mm | 6 | 6 | 0 | pcs | MFH | - | SPR/12/23/054 | 2023-12-01
MFH | ENG | P-15437-00 | CABLE SPIRAL WRAPPING, TYPE KS24, BRAND KSS; ; ; | 3 | 3 | 0 | pcs | MFH | - | SPR/12/23/054 | 2023-12-01
MFH | ENG | P-18666-00 | Vlok Ring Kuningan 1 inch x 1/2 inch | 9 | 9 | 0 | pcs | MFH | - | SPR/12/23/054 | 2023-12-01
MFH | ENG | P-12746-00 | RUCIKA - Pipa PVC AW dia 1 1/2inch | 3 | 3 | 0 | pcs | MFH | - | SPR/12/23/055 | 2023-12-01
MFH | ENG | P-12749-00 | RUCIKA - Pipa PVC AW dia 1inch | 6 | 6 | 0 | pcs | MFH | - | SPR/12/23/055 | 2023-12-01
MFH | ENG | P-12803-00 | Sock Drat dalam PVC AW dia 1inch | 5 | 5 | 0 | pcs | MFH | - | SPR/12/23/055 | 2023-12-01
RIA | ENG | P-51781-00 | Digital Temperature Switch Type : TS2-021; Voltage : 230 VAC | 1 | 1 | 0 | pcs | MFH | - | SPR/12/23/056 | 2023-12-01
RIA | ENG | P-52709-00 | Pressure Transmitter TPS30-G27AR2-00 AUTONICS | 1 | 1 | 0 | pcs | MFH | - | SPR/12/23/056 | 2023-12-01
RIA | ENG | P-50810-00 | Buzzer type AD22-22MSD warna m | 1 | 1 | 0 | pcs | MFH | - | SPR/12/23/056 | 2023-12-01
MFH | ENG | P-51299-00 | Terminal plastik dia 6 mm | 5 | 5 | 0 | pcs | MFH | - | SPR/12/23/057 | 2023-12-01
MFH | ENG | P-51027-00 | Isolasi Kabel SCOTCH super 33+ size: 19 mmx20x0.177 mm ( vinyl electric tape ) Black 3M | 3 | 3 | 0 | pcs | MFH | - | SPR/12/23/057 | 2023-12-01
MFH | ENG | P-50495-00 | Relay / RXM 2AB2P7 / 230 V / 50-60 Hz / 12 A / 250 VAC | 4 | 4 | 0 | pcs | MFH | - | SPR/12/23/057 | 2023-12-01
MFH | ENG | P-53174-00 | Ballast Electronic EB-C 114 TL5, 1x14W | 4 | 4 | 0 | pcs | MFH | - | SPR/12/23/058 | 2023-12-01
MFH | ENG | P-52202-00 | Lampu TL5 21W/865 | 2 | 2 | 0 | pcs | MFH | - | SPR/12/23/058 | 2023-12-01
MFH | ENG | P-51560-00 | Lampu T5 28watt Putih; Phillips; ; | 17 | 17 | 0 | pcs | MFH | - | SPR/12/23/058 | 2023-12-01
SHF | ENG | P-13389-00 | Scotch Brite 3M; ; ; | 2 | 1 | 1 | pcs | MFH | WWTP | SPR/01/24/001 | 2024-01-17
SHF | ENG | P-11991-00 | Cabble Ties 200L | 4 | 1 | 0 | pck | MFH | WWTP | SPR/01/24/001 | 2024-01-17
INN | ENG | O-54014-00 | STEKER 1 PHASE, BROCO | 1 | 1 | 0 | pcs | MFH | capping | SPR/01/24/002 | 2024-01-17
INN | ENG | O-54015-00 | STOP KONTAK LUBANG 4, BROCO | 2 | 1 | 0 | pcs | MFH | capping | SPR/01/24/002 | 2024-01-17
NDS | ENG | P-15852-00 | AMPLAS EAGLE 500 | 1 | 1 | 0 | pcs | MFH | capping | SPR/01/24/003 | 2024-01-17
NDS | ENG | O-15902-00 | Suction Cup capping size 6R; P/N : 011010; ; ; | 17 | 10 | 0 | pcs | MFH | capping | SPR/01/24/003 | 2024-01-17
NDS | ENG | P-15852-00 | AMPLAS EAGLE 500 | 1 | 1 | 0 | pcs | MFH | betaport 3 | SPR/01/24/003 | 2024-01-17
NDS | ENG | O-16647-00 | Washing RAR4 - Oring Silicone Merah 23x18x2.5 mm; ; ; | 10 | 10 | 0 | pcs | MFH | capping | SPR/01/24/004 | 2024-01-17
NDS | ENG | O-16731-00 | Autoclave Fedegari FVA2/A1 NB2963AT - KIT Ricambi Valv. DN10 ON-OFF FEDEGARI ASIA PTE LTD P/N : KK000301 pc | 1 | 1 | 0 | pcs | MFH | - | SPR/01/24/005 | 2024-01-17
NDS | ENG | O-16647-00 | Washing RAR4 - Oring Silicone Merah 23x18x2.5 mm; ; ; | 5 | 5 | 0 | pcs | MFH | capping | SPR/01/24/005 | 2024-01-17
MOB | ENG | - | Manual valve PoV diafragma 1" | 1 | 1 | 0 | pcs | MFH | WFI skid | SPR/01/24/006 | 2024-01-17
MOB | ENG | P-51560-00 | Lampu T5 28watt Putih; Phillips; ; | 4 | 4 | 0 | pcs | MFH | Building | SPR/01/24/006 | 2024-01-17
MOB | ENG | P-51560-00 | Lampu T5 28watt Putih; Phillips; ; | 2 | 2 | 0 | pcs | MFH | Building | SPR/01/24/006 | 2024-01-17
CAS | QAS | P-11393-00 | Seal Ferrule EPDM 3" | 1 | 1 | 0 | pcs | MFH | - | SPR/01/24/007 | 2024-01-17
MOB | ENG | O-54014-00 | STEKER 1 PHASE, BROCO | 1 | 1 | 0 | pcs | MFH | EF-flammable QC | SPR/01/24/008 | 2024-01-17
MOB | ENG | O-54015-00 | STOP KONTAK LUBANG 4, BROCO | 2 | 1 | 0 | pcs | MFH | EF-flammable QC | SPR/01/24/008 | 2024-01-17
MOB | ENG | P-51756-00 | Kabel NYYHY 3x0.75mm | 30 | 10 | 0 | m | MFH | EF-flammable QA | SPR/01/24/008 | 2024-01-17
NDS | ENG | P-11694-00 | Mata Gerinda 4 | 1 | 1 | 0 | pcs | MFH | Building | SPR/01/24/009 | 2024-01-17
AAA | ENG | O-52656-00 | FD Lyofast 10 - Vacuum Regulating Valve Controller EDF23-00544 Disused:1249A Replaced by:1249B INP:4 | 1 | 1 | 0 | pcs | MFH | FD | SPR/01/24/010 | 2024-01-17
AAA | ENG | O-18559-00 | FD Lyofast 10 - Vacuum Regulating Valve EB22-00710 Disused:0248A-5000SV+1249A Replaced by:MKS_0248D, | 1 | 1 | 0 | pcs | MFH | FD | SPR/01/24/010 | 2024-01-17
NDS | ENG | O-16032-00 | Sleeves M200/90 Y 550 E4 Bt5/5 BJ;001643;Material : CSM; Shape : 200/90; Thickness (mm) : 4/10; Leng; ; ; | 3 | 3 | 0 | pcs | MFH | cRABS | SPR/01/24/011 | 2024-01-17
NDS | ENG | O-16033-00 | Isolator Gloves E10330 Y 7 E4 4; 000156; Material : CSM; Shape : E10; Size : 7; Thickness (mm) : 4/1; ; ; | 2 | 1 | 0 | pcs | MFH | cRABS | SPR/01/24/011 | 2024-01-17
NDS | ENG | O-54005-00 | LAMPU UV 15 WATT, OSRAM | 1 | 1 | 0 | pcs | MFH | PB Microbiology | SPR/01/24/011 | 2024-01-17
SHF | ENG | P-15938-00 | Water Hardness Test Kit | 1 | 1 | 0 | pcs | MFH | machine | SPR/01/24/012 | 2024-01-17
MAP | ENG | T-80376-00 | Plakban Hitam 2 inch | 4 | 4 | 0 | pcs | MFH | - | SPR/01/24/013 | 2024-01-17
SHF | ENG | P-51560-00 | Lampu T5 28watt Putih; Phillips; ; | 13 | 13 | 0 | pcs | MFH | Building | SPR/01/24/014 | 2024-01-17
SHF | ENG | P-12470-00 | Lem PVC Isarplas 300 gr/kaleng | 1 | 1 | 0 | pcs | MFH | Building | SPR/01/24/014 | 2024-01-17
SHF | ENG | P-12920-00 | Tungsten Electrodes dia 1.6 mm | 1 | 1 | 0 | pcs | MFH | Building | SPR/01/24/014 | 2024-01-17
INN | ENG | P-52515-00 | Flow Sensor Type SE30-HT (High Temperature Version) | 1 | 1 | 0 | pcs | MFH | PSG | SPR/01/24/015 | 2024-01-17
INN | ENG | P-52514-00 | Flow Transmitter Type 8025 (Remote/Panel Version) | 1 | 1 | 0 | pcs | MFH | PSG | SPR/01/24/015 | 2024-01-17
ROS | ENG | O-13522-00 | gasket 2" / EPDM; ; ; | 4 | 4 | 0 | pcs | MFH | Mixing | SPR/01/24/016 | 2024-01-17
ROS | ENG | O-14640-00 | Silicone Gasket for Ferrule dia. 3/4" | 8 | 3 | 0 | pcs | MFH | Mixing | SPR/01/24/016 | 2024-01-17
NDS | ENG | T-20135-00 | Sleeves Thickness(mm): 3/10 Length(mm) : 500 Dia.(mm) : 293,00 Plan Reference : FP no 42-PVC 0,3 TA; Piercan; M293/90 PVCTR E3 500; | 3 | 2 | 0 | pcs | MFH | Isolator SKAN | SPR/01/24/017 | 2024-01-17
NDS | ENG | O-16033-00 | Isolator Gloves E10330 Y 7 E4 4; 000156; Material : CSM; Shape : E10; Size : 7; Thickness (mm) : 4/1; ; ; | 2 | 1 | 0 | pcs | MFH | Isolator SKAN | SPR/01/24/017 | 2024-01-17
NDS | ENG | P-10945-00 | Insulation - Seal Tape onda | 2 | 2 | 0 | pcs | MFH | FD | SPR/01/24/017 | 2024-01-17
NDS | ENG | P-10945-00 | Insulation - Seal Tape onda | 2 | 2 | 0 | pcs | MFH | FD | SPR/01/24/018 | 2024-01-17
NDS | ENG | P-11968-00 | Berusynt FGH Spray H1 - Bechem | 1 | 1 | 0 | pcs | MFH | CMFD | SPR/01/24/018 | 2024-01-17
NDS | ENG | O-18559-00 | FD Lyofast 10 - Vacuum Regulating Valve EB22-00710 Disused:0248A-5000SV+1249A Replaced by:MKS_0248D, | 1 | 1 | 0 | pcs | MFH | FD | SPR/01/24/018 | 2024-01-17
AAA | ENG | O-16979-00 | Freeze Dryer MBE1207 - Thermostatic Cooling Water AVTA15 Danfoss | 1 | 1 | 0 | pcs | MFH | FD | SPR/01/24/019 | 2024-01-17
AAA | ENG | - | Rotalock condensor | 1 | 1 | 0 | pcs | MFH | FD | SPR/01/24/019 | 2024-01-17
AAA | ENG | O-52831-00 | Freeze Dryer MBE1207 - SV169 MYCOM COMPLETE SOLENOLD VALVE, XOF-240V1 include valve body and coil P/ | 1 | 1 | 0 | pcs | MFH | FD | SPR/01/24/019 | 2024-01-17
AAA | ENG | O-52845-00 | Freeze Dryer MBE1207 - SV169 Coil MKC-1 AC220V P/n: EB15-00507 | 1 | 1 | 0 | pcs | MFH | FD | SPR/01/24/020 | 2024-01-17
AAA | ENG | O-18892-00 | Freeze Dryer MBE1207 - MV1161 Receiver Valve, 1/4 Inch SAE Flare 1/4 Inch NPT Direct p/n: EB15-00321 | 1 | 1 | 0 | pcs | MFH | FD | SPR/01/24/020 | 2024-01-17
AAA | ENG | O-19379-00 | Oli Refrigeration; Xaerus; XR 534-46; | 6 | 4 | 0 | can | MFH | FD | SPR/01/24/020 | 2024-01-17
AAA | ENG | P-18725-00 | Freon Refrigerant Chemours Suva R507; ; ; | 4 | 3 | 0 | can | MFH | FD | SPR/01/24/021 | 2024-01-17
AAA | ENG | O-18929-00 | Filter oli compressor SANRONG LX-48 | 1 | 1 | 0 | can | MFH | FD | SPR/01/24/021 | 2024-01-17
AAA | ENG | P-13745-00 | Filter Core Drier - D48 | 1 | 1 | 0 | pcs | MFH | FD | SPR/01/24/021 | 2024-01-17
MOB | ENG | O-19424-00 | Mur Baut A2-70 THE | 20 | 5 | 0 | pcs | MFH | Machine | SPR/01/24/022 | 2024-01-19
MOB | ENG | P-12476-00 | Mata Bor besi dia 10 mm ex NACHI | 1 | 1 | 0 | pcs | MFH | Mata bor | SPR/01/24/023 | 2024-01-19
MOB | ENG | P-52807-00 | 4" Inline Hydrophonic Fan 0,04kw 220V | 1 | 1 | 0 | pcs | MFH | Flammable | SPR/01/24/023 | 2024-01-19
SHF | ENG | P-15938-00 | Water Hardness Test Kit | 1 | 1 | 0 | pcs | MFH | PW SKID | SPR/01/24/024 | 2024-01-19
SHF | ENG | P-10945-00 | Insulation - Seal Tape onda | 4 | 4 | 0 | pcs | MFH | Building | SPR/01/24/024 | 2024-01-19
SHF | ENG | P-12433-00 | Isolasi AC- Sansui | 4 | 2 | 0 | pcs | MFH | Building | SPR/01/24/024 | 2024-01-19
ROS | ENG | P-17562-00 | SIGMA - Mounting Base 20x20mm | 1 | 1 | 0 | pcs | MFH | Cartoning | SPR/01/24/025 | 2024-01-19
ROS | ENG | P-51027-00 | Isolasi Kabel SCOTCH super 33+ size: 19 mmx20x0.177 mm ( vinyl electric tape ) Black 3M | 5 | 1 | 0 | pcs | MFH | Cartoning | SPR/01/24/025 | 2024-01-19
ROS | ENG | O-15931-00 | Double Tape 3M 1" Merah | 4 | 1 | 0 | pcs | MFH | Cartoning | SPR/01/24/025 | 2024-01-19
NDS | ENG | O-54015-00 | STOP KONTAK LUBANG 4, BROCO | 2 | 2 | 0 | pcs | MFH | Wet lab | SPR/01/24/026 | 2024-01-19
NDS | ENG | O-54014-00 | STEKER 1 PHASE, BROCO | 2 | 2 | 1 | pcs | MFH | Wet lab | SPR/01/24/026 | 2024-01-19
NDS | ENG | - | Socket RJ 45 | 2 | 2 | 0 | pcs | MFH | Wet lab | SPR/01/24/027 | 2024-01-19
MOB | ENG | P-51741-00 | Lampu Phillips PHP LED; 710 7w E27 White 220-240v | 3 | 2 | 0 | pcs | MFH | AHU | SPR/01/24/028 | 2024-01-19
SFH | ENG | P-53102-00 | Lampu PLC 13watt/E27 Putih; Phillips; ; | 3 | 2 | 0 | pcs | MFH | - | SPR/01/24/029 | 2024-01-19
NDS | ENG | Q-60025-00 | Kuas Eterna 1" | 1 | 1 | 0 | pcs | MFH | Building | SPR/01/24/030 | 2024-01-19
INN | ENG | T-20055-00 | PerformancePlus Check Valve Cartridge | 1 | 1 | 0 | pack | MFH | HPLC 2 | SPR/01/24/031 | 2024-01-19
AAA | ENG | P-50140-00 | Battery UPS - Battery kering Merk YUASA 12V 9AH | 2 | 2 | 0 | pcs | MFH | Autoclave | SPR/01/24/032 | 2024-01-19
AAA | ENG | T-20055-00 | PerformancePlus Check Valve Cartridge | 2 | 2 | 0 | pcs | MFH | HPLC 4 | SPR/01/24/033 | 2024-01-19
NDS | ENG | O-52241-00 | Tunnel ST1L - Potensio 10K | 1 | 1 | 0 | pcs | MFH | Tunnel | SPR/01/24/034 | 2024-01-19
NDS | ENG | P-13389-00 | Scotch Brite 3M; ; ; | 1 | 1 | 0 | pcs | MFH | Tangki | SPR/01/24/035 | 2024-01-19
NDS | ENG | P-15852-00 | AMPLAS EAGLE 500 | 1 | 1 | 0 | pcs | MFH | Tangki | SPR/01/24/035 | 2024-01-19
MOB | ENG | P-51560-00 | Lampu T5 28watt Putih; Phillips; ; | 5 | 5 | 0 | pcs | MFH | Building | SPR/01/24/036 | 2024-01-19
MOB | ENG | P-53102-00 | Lampu PLC 13watt/E27 Putih; Phillips; ; | 7 | 6 | 0 | pcs | MFH | Building | SPR/01/24/036 | 2024-01-19
MOB | ENG | P-51741-00 | Lampu Phillips PHP LED; 710 7w E27 White 220-240v | 3 | 1 | 0 | pcs | MFH | AHU | SPR/01/24/037 | 2024-01-19
AAA | ENG | O-19039-00 | Vent Filter Feed Water Tank; KA1V002PV3; KP 1 Emflon II Capsule 0.2 m; KLEENPAK | 1 | 1 | 0 | pcs | MFH | Autoclave | SPR/01/24/038 | 2024-01-19
AAA | ENG | P-11694-00 | Mata Gerinda 4" | 1 | 1 | 0 | pcs | MFH | Autoclave | SPR/01/24/038 | 2024-01-19
SFH | ENG | P-14424-00 | Garam Kutreat RGN-9800F; ; ; 25Kg/zak | 50 | 25 | 0 | pcs | MFH | Water System | SPR/01/24/039 | 2024-01-19
BNF | PRO | P-17830-00 | Cleaner Stainless Stell & Polish | 1 | 1 | 0 | pcs | MFH | Lab | SPR/01/24/040 | 2024-01-22
SFH | ENG | P-53102-00 | Lampu PLC 13watt/E27 Putih; Phillips; ; | 2 | 1 | 0 | pcs | MFH | Building | SPR/01/24/041 | 2024-01-22
INN | ENG | O-52826-00 | Freeze Dryer MBE1207 - SV55 252072 6213 S.S+FKM I/O: NPT1/4 Inch Orifice:10mm Kv=2m3/h NC DC24V p/n | 3 | 3 | 0 | pcs | MFH | FD | SPR/01/24/042 | 2024-01-22
MOB | ENG | P-12764-00 | Silicone gasket for ferrule dia 1/2inch Taiwan | 8 | 2 | 0 | pcs | MFH | PSG | SPR/01/24/043 | 2024-01-22
MOB | ENG | O-14641-00 | Silicone Gasket for Ferrule dia. 1"; ; ; | 2 | 2 | 0 | pcs | MFH | PSG | SPR/01/24/043 | 2024-01-22
MOB | ENG | P-51560-00 | Lampu T5 28watt Putih; Phillips; ; | 8 | 8 | 0 | pcs | MFH | Building | SPR/01/24/044 | 2024-01-22
MOB | ENG | P-51559-00 | Lampu T5 14watt Putih; Phillips; ; | 7 | 3 | 0 | pcs | MFH | Building | SPR/01/24/044 | 2024-01-22
NDS | ENG | P-12490-00 | Mata bor besi dia 5 mm ex NACHI | 2 | 1 | 0 | pcs | MFH | Building | SPR/01/24/045 | 2024-01-22
NDS | ENG | T-20135-00 | Sleeves Thickness(mm): 3/10 Length(mm) : 500 Dia.(mm) : 293,00 Plan Reference : FP no 42-PVC 0,3 TA; Piercan; M293/90 PVCTR E3 500; | 3 | 1 | 0 | pcs | MFH | SKAN | SPR/01/24/045 | 2024-01-22
SFH | ENG | P-51560-00 | Lampu T5 28watt Putih; Phillips; ; | 5 | 5 | 0 | pcs | MFH | Building | SPR/01/24/046 | 2024-01-22
SFH | ENG | P-51559-00 | Lampu T5 14watt Putih; Phillips; ; | 7 | 3 | 0 | pcs | MFH | Building | SPR/01/24/046 | 2024-01-22
NDS | ENG | P-12265-00 | FESTO - Push In Connector QS-8-6 p/n 153038 | 5 | 3 | 0 | pcs | MFH | Glove Leak Tester | SPR/01/24/047 | 2024-01-22
NDS | ENG | O-19287-00 | Minihelic Differensial Pressure Gauge Model 2-5000-2KPA | 2 | 2 | 0 | pcs | MFH | Glove Leak Tester | SPR/01/24/048 | 2024-01-22
NDS | ENG | O-54115-00 | Fiber Amplifier - | 1 | 1 | 0 | pcs | MFH | Capping | SPR/01/24/049 | 2024-01-22
SHF | ENG | P-51559-00 | Lampu T5 14watt Putih; Phillips; ; | 16 | 12 | 0 | pcs | MFH | Building | SPR/01/24/050 | 2024-01-22
SFH | ENG | P-51560-00 | Lampu T5 28watt Putih; Phillips; ; | 2 | 2 | 0 | pcs | MFH | Building | SPR/01/24/051 | 2024-01-22
SHF | ENG | P-51559-00 | Lampu T5 14watt Putih; Phillips; ; | 8 | 4 | 0 | pcs | MFH | Building | SPR/01/24/051 | 2024-01-22
SHF | ENG | Q-10249-00 | Lem Power Glue; ; ; | 3 | 2 | 0 | pcs | MFH | Building | SPR/01/24/052 | 2024-01-22
MOB | ENG | P-12492-00 | Mata Bor besi dia 6.5 mm ex NACHI | 1 | 1 | 0 | pcs | MFH | - | SPR/01/24/053 | 2024-01-22
MOB | ENG | P-12488-00 | Mata bor besi dia 4 mm ex NACHI | 2 | 1 | 0 | pcs | MFH | - | SPR/01/24/053 | 2024-01-22
SFH | ENG | P-53102-00 | Lampu PLC 13watt/E27 Putih; Phillips; ; | 2 | 1 | 0 | pcs | MFH | Building | SPR/01/24/054 | 2024-01-22
SFH | ENG | P-51559-00 | Lampu T5 14watt Putih; Phillips; ; | 4 | 1 | 0 | pcs | MFH | Building | SPR/01/24/054 | 2024-01-22
SFH | ENG | Q-10154-00 | Roller cat 230mm | 1 | 1 | 0 | pcs | MFH | - | SPR/01/24/055 | 2024-01-22
SFH | ENG | P-15852-00 | AMPLAS EAGLE 500 | 1 | 1 | 0 | pcs | MFH | - | SPR/01/24/055 | 2024-01-22
SFH | ENG | P-51560-00 | Lampu T5 28watt Putih; Phillips; ; | 2 | 2 | 0 | pcs | MFH | Building | SPR/01/24/056 | 2024-01-22
SFH | ENG | P-51559-00 | Lampu T5 14watt Putih; Phillips; ; | 7 | 3 | 0 | pcs | MFH | Building | SPR/01/24/056 | 2024-01-22
NDS | ENG | O-51157-00 | Fuse Keramik 6A 10x38 | 1 | 1 | 0 | pcs | MFH | Air Shower | SPR/01/24/057 | 2024-01-22
ABA | QAS | Q-10249-00 | Lem Power Glue; ; ; | 2 | 1 | 0 | pcs | MFH | - | SPR/01/24/058 | 2024-01-22
RIA | ENG | P-50140-00 | Battery UPS - Battery kering Merk YUASA 12V 9AH | 20 | 20 | 0 | pcs | MFH | UPS 40KVA | SPR/01/24/059 | 2024-01-23
MFH | ENG | O-11149-00 | Bearing 6202 ZZ | 1 | 1 | 0 | pcs | MFH | - | SPR/02/24/001 | 2024-02-26
MFH | ENG | O-11181-00 | Bearing 626-2Z | 20 | 20 | 0 | pcs | MFH | - | SPR/02/24/001 | 2024-02-26
MFH | ENG | O-14619-00 | Pressure reducer 1/2" Gas connection, with manometer 0-12 bar | 1 | 1 | 0 | pcs | MFH | - | SPR/02/24/001 | 2024-02-26
MFH | ENG | O-18120-00 | Capping VCM200 - Lock Nut Cramping | 5 | 5 | 0 | pcs | MFH | - | SPR/02/24/002 | 2024-02-26
MFH | ENG | O-54015-00 | STOP KONTAK LUBANG 4, BROCO | 2 | 2 | 0 | pcs | MFH | - | SPR/02/24/002 | 2024-02-26
MFH | ENG | P-10726-00 | Cleaner - Contact Cleaner CRC CO 2016 500 ml | 1 | 1 | 0 | pcs | MFH | - | SPR/02/24/002 | 2024-02-26
MFH | ENG | P-51811-00 | Modul emergency exit | 1 | 1 | 0 | pcs | MFH | - | SPR/02/24/003 | 2024-02-26
MFH | ENG | P-18618-00 | Chemicals Kuclean HL-351 @20 liter; ; ; | 9 | 9 | 0 | pcs | MFH | - | SPR/02/24/003 | 2024-02-26
MFH | ENG | P-11356-00 | Roda Trolly ABUS 4" ( 100 x 27 ) Without Breake | 4 | 4 | 0 | pcs | MFH | - | SPR/02/24/003 | 2024-02-26
AAA | ENG | - | Relay 24 VDC MY4N; Omron | 2 | 2 | 0 | Pcs | MFH | Lab | SPR/02/24/004 | 2024-02-26
AAA | ENG | - | Socket Relay | 1 | 1 | 0 | Pcs | MFH | Lab | SPR/02/24/004 | 2024-02-26
SFH | ENG | P-53169-00 | Ballast Electronic EB-C 228 TL5, 2x28W; Phillips; ; | 2 | 2 | 0 | Pcs | MFH | Building | SPR/02/24/005 | 2024-02-26
MOB | ENG | O-54014-00 | STEKER 1 PHASE, BROCO | 1 | 1 | 0 | Pcs | MFH | Building | SPR/02/24/006 | 2024-02-26
SFH | ENG | P-51559-00 | Lampu T5 14watt Putih; Phillips; ; | 1 | 1 | 0 | Pcs | MFH | Building | SPR/02/24/007 | 2024-02-26
RIA | ENG | O-54014-00 | STEKER 1 PHASE, BROCO | 2 | 1 | 0 | Pcs | MFH | Building | SPR/02/24/008 | 2024-02-26
RIA | ENG | P-52665-00 | Buzzer Electronic Siren PW-235; TAB; ; | 1 | 1 | 0 | Pcs | MFH | Building | SPR/02/24/008 | 2024-02-26
RIA | ENG | - | Relay 24VDC | 1 | 1 | 0 | Pcs | MFH | N2 | SPR/02/24/009 | 2024-02-26
RIA | ENG | O-54137-00 | Terminal Viking / Terminal Block Size 6 mm; Fort; ; | 5 | 5 | 0 | Pcs | MFH | N2 | SPR/02/24/009 | 2024-02-26
RIA | ENG | P-51856-00 | Key Selector Switch S2KR-4CK2AM Autonics; ; ; | 1 | 1 | 0 | Pcs | MFH | N2 | SPR/02/24/009 | 2024-02-26
RIA | ENG | P-12433-00 | Isolasi AC- Sansui | 3 | 3 | 0 | Pcs | MFH | Building | SPR/02/24/010 | 2024-02-26
RIA | ENG | P-12944-00 | Water mur PVC dia 2inch | 2 | 2 | 0 | Pcs | MFH | Building | SPR/02/24/010 | 2024-02-26
SFH | ENG | P-51560-00 | Lampu T5 28watt Putih; Phillips; ; | 1 | 1 | 0 | Pcs | MFH | Building | SPR/02/24/011 | 2024-02-26
AAA | ENG | O-52207-00 | Filling VFM100 - Laser Photoelectric Sensor Head LV-S62 Keyence | 1 | 1 | 0 | Pcs | MFH | Filling | SPR/02/24/012 | 2024-02-26
SFH | ENG | Q-10136-00 | TOTO - Kran T23BQ13N | 1 | 1 | 0 | Pcs | MFH | Building | SPR/02/24/013 | 2024-02-26
SFH | ENG | P-10945-00 | Insulation - Seal Tape onda | 9 | 1 | 0 | Pcs | MFH | Building | SPR/02/24/013 | 2024-02-26
NDS | ENG | P-18467-00 | Pass Box Stickers JZC-A Kecil | 2 | 2 | 0 | Pcs | MFH | Lab | SPR/02/24/014 | 2024-02-26
NDS | ENG | P-11819-00 | Alumunium duct tape 2 inch | 2 | 1 | 0 | Pcs | MFH | Lab | SPR/02/24/014 | 2024-02-26
NDS | ENG | P-15852-00 | AMPLAS EAGLE 500 | 4 | 1 | 0 | Pcs | MFH | Lab | SPR/02/24/014 | 2024-02-26
NDS | ENG | P-12223-00 | FESTO - Blanking plug QSC-6H p/n 153268 | 1 | 1 | 0 | Pcs | MFH | Autoclave | SPR/02/24/015 | 2024-02-26
SFH | ENG | P-51559-00 | Lampu T5 14watt Putih; Phillips; ; | 4 | 7 | 0 | Pcs | MFH | Building | SPR/02/24/016 | 2024-02-26
SFH | ENG | P-51560-00 | Lampu T5 28watt Putih; Phillips; ; | 2 | 2 | 0 | Pcs | MFH | Building | SPR/02/24/016 | 2024-02-26
SFH | ENG | Q-10249-00 | Lem Power Glue | 3 | 2 | 0 | Pcs | MFH | Building | SPR/02/24/016 | 2024-02-26
NDS | ENG | P-13429-00 | Cable Ducting 25x40mm | 1 | 1 | 0 | Pcs | MFH | Lab | SPR/02/24/017 | 2024-02-26
SFH | ENG | Q-60026-00 | Kuas 2" Eterna | 1 | 1 | 0 | Pcs | MFH | Building | SPR/02/24/018 | 2024-02-26
RIA | ENG | P-53169-00 | Ballast Electronic EB-C 228 TL5, 2x28W; Phillips; ; | 7 | 7 | 0 | Pcs | MFH | Building | SPR/02/24/019 | 2024-02-26
RIA | ENG | P-52664-00 | Pelampung Air Radar Float Switch 2 Meter; ; ; | 3 | 3 | 0 | Pcs | MFH | WWTP | SPR/02/24/019 | 2024-02-26
RIA | ENG | P-52665-00 | Buzzer Electronic Siren PW-235; TAB; ; | 1 | 1 | 0 | Pcs | MFH | WWTP | SPR/02/24/019 | 2024-02-26
RIA | ENG | P-52033-00 | Inverter HVAC Drives FC-102 2,2 kw 380-480 V Danfoss; ; ; | 1 | 1 | 0 | Pcs | MFH | AHU | SPR/02/24/020 | 2024-02-26
RIA | ENG | P-52708-00 | Inverter - HVAC Drives FC-102P4K0T4E20H3XGXXXXSXXXXAXBXCXXXXDX; 4 kw 3x380 Vac;; Danfoss; ; | 1 | 1 | 0 | Pcs | MFH | AHU | SPR/02/24/020 | 2024-02-26
RIA | ENG | P-51559-00 | Lampu T5 14watt Putih; Phillips; ; | 7 | 10 | 0 | Pcs | MFH | Building | SPR/02/24/021 | 2024-02-26
RIA | ENG | P-51560-00 | Lampu T5 28watt Putih; Phillips; ; | 10 | 10 | 0 | Pcs | MFH | Building | SPR/02/24/021 | 2024-02-26
RIA | ENG | P-53102-00 | Lampu PLC 13watt/E27 Putih; Phillips; ; | 5 | 3 | 0 | Pcs | MFH | Building | SPR/02/24/021 | 2024-02-26
NDS | ENG | P-12920-00 | Tungsten Electrodes dia 1.6 mm | 2 | 2 | 0 | Pcs | MFH | EDM | SPR/02/24/022 | 2024-02-26
NDS | ENG | - | Lampu Luxon LED Tube Light | 1 | 1 | 0 | Pcs | MFH | Building | SPR/02/24/022 | 2024-02-26
TWS | ENG | T-20123-00 | Acquity PDA/TUV 2489/2998 Perf | 1 | 1 | 0 | Pcs | MFH | HPLC | SPR/02/24/023 | 2024-02-26
BFN | PRO | O-18055-00 | Robot Casepacker - Suction cup; VB17. single below; diameter Cup 17 mm.; vmeca; ; | 2 | 2 | 0 | Pcs | MFH | Cartoning | SPR/02/24/023 | 2024-02-26
BFN | PRO | O-19429-00 | Baut SS L M4 x 10 mm + Mur + Ring; ; ;; ; ;; ; ; | 20 | 5 | 0 | Pcs | MFH | Cartoning | SPR/02/24/023 | 2024-02-26
NDS | ENG | Q-60003-00 | Plakband Kertas | 1 | 1 | 0 | Pcs | MFH | Tunnel | SPR/02/24/024 | 2024-02-26
NDS | ENG | Q-60503-00 | Silicone Sealant, Silglaze, Type N10 Grey, pack size per pcs | 1 | 1 | 0 | Pcs | MFH | Tunnel | SPR/02/24/024 | 2024-02-26
INN | ENG | O-51942-00 | Inverter Sinamics 1,1 kw 6SL3224-0BE21-1UA0; Siemens; ; | 1 | 1 | 0 | Pcs | MFH | Tunnel | SPR/02/24/025 | 2024-02-26
INN | ENG | P-10729-00 | Contact cleaner WD 40, 382 gr ; Brand : - ; P/N : - ; Pack Size : pcs | 1 | 1 | 0 | Pcs | MFH | FD | SPR/02/24/025 | 2024-02-26
INN | ENG | O-18125-00 | Mixing Tank Adam - USM T60 Male Bearing Pin 20mm Silicon Carbide, G20-008; ; ; | 1 | 1 | 0 | Pcs | MFH | Mixing | SPR/02/24/025 | 2024-02-26
ROS | ENG | Q-60502-00 | Silicone Sealant, Silglaze, Type N10 White, pack size per pcs | 3 | 3 | 0 | Pcs | MFH | Capping | SPR/02/24/026 | 2024-02-26
ROS | ENG | O-52859-00 | Temperature Controller - TK4S- 24RN 100-240 VAC AUTONICS; ; ; | 1 | 1 | 0 | Pcs | MFH | Oven | SPR/02/24/026 | 2024-02-26
ROS | ENG | P-52489-00 | Converter Cleanphone Phone | 1 | 1 | 0 | Pcs | MFH | Autoclave | SPR/02/24/027 | 2024-02-26
ROS | ENG | Q-60003-00 | Plakband Kertas | 5 | 5 | 0 | Pcs | MFH | Tunnel | SPR/02/24/027 | 2024-02-26
ROS | ENG | Q-60503-00 | Silicone Sealant, Silglaze, Type N10 Grey, pack size per pcs | 1 | 1 | 0 | Pcs | MFH | Tunnel | SPR/02/24/027 | 2024-02-26
HMA | ENG | O-14640-00 | Silicone Gasket for Ferrule dia. 3/4" | 5 | 4 | 0 | Pcs | MFH | Water System | SPR/02/24/028 | 2024-02-26
NDS | ENG | P-15852-00 | AMPLAS EAGLE 500 | 4 | 2 | 0 | Pcs | MFH | FD | SPR/02/24/029 | 2024-02-26
SFH | ENG | P-51560-00 | Lampu T5 28watt Putih; Phillips; ; | 1 | 1 | 0 | Pcs | MFH | Building | SPR/02/24/030 | 2024-02-26
SFH | ENG | P-53169-00 | Ballast Electronic EB-C 228 TL5, 2x28W; Phillips; ; | 1 | 1 | 0 | Pcs | MFH | Building | SPR/02/24/030 | 2024-02-26
ROS | ENG | O-16033-00 | Isolator Gloves E10330 Y 7 E4 4; 000156; Material : CSM; Shape : E10; Size : 7; Thickness (mm) : 4/1; ; ; | 1 | 1 | 0 | Pcs | MFH | Mixing | SPR/02/24/031 | 2024-02-26
ROS | ENG | P-11968-00 | Berusynt FGH Spray H1 - Bechem | 1 | 1 | 0 | Pcs | MFH | Mixing | SPR/02/24/031 | 2024-02-26
ROS | ENG | O-19431-00 | Baut SS L M8 x 30 mm + Mur + Ring; ; ;; ; ;; ; ; | 10 | 10 | 0 | Pcs | MFH | Vacuum Pump | SPR/02/24/031 | 2024-02-26
SFH | ENG | P-53102-00 | Lampu PLC 13watt/E27 Putih; Phillips; ; | 4 | 2 | 0 | Pcs | MFH | Building | SPR/02/24/032 | 2024-02-26
SFH | ENG | P-51559-00 | Lampu T5 14watt Putih; Phillips; ; | 1 | 2 | 0 | Pcs | MFH | Building | SPR/02/24/032 | 2024-02-26
RPA | PRO | T-80681-00 | Battery Kancing Energizer CR20 | 1 | 1 | 0 | Pcs | MFH | RPA | SPR/02/24/033 | 2024-02-26
SFH | ENG | Q-10817-00 | Door Closer Type: TS77 Hold Open; DORMA; ; | 1 | 1 | 0 | Pcs | MFH | Building | SPR/02/24/034 | 2024-02-26
NDS | ENG | O-16033-00 | Isolator Gloves E10330 Y 7 E4 4; 000156; Material : CSM; Shape : E10; Size : 7; Thickness (mm) : 4/1; ; ; | 1 | 1 | 0 | Pcs | MFH | cRABS | SPR/02/24/035 | 2024-02-26
SFH | ENG | P-51559-00 | Lampu T5 14watt Putih; Phillips; ; | 3 | 4 | 0 | Pcs | MFH | Building | SPR/02/24/036 | 2024-02-26
NDS | ENG | O-16033-00 | Isolator Gloves E10330 Y 7 E4 4; 000156; Material : CSM; Shape : E10; Size : 7; Thickness (mm) : 4/1; ; ; | 3 | 3 | 0 | Pcs | MFH | Filling | SPR/02/24/037 | 2024-02-26
NDS | ENG | O-19430-00 | Baut SS L M5 x 20 mm + Mur + Ring; ; ;; ; ;; ; ; | 20 | 3 | 0 | Pcs | MFH | FD | SPR/02/24/037 | 2024-02-26
SFH | ENG | Q-60502-00 | Silicone Sealant, Silglaze, Type N10 White, pack size per pcs | 1 | 1 | 0 | Pcs | MFH | - | SPR/02/24/038 | 2024-02-26
SFH | ENG | Q-60501-00 | Silicone Sealant, Silglaze, Type N10 Clear, pack size per pcs | 6 | 1 | 0 | Pcs | MFH | - | SPR/02/24/038 | 2024-02-26
ASL | ENG | T-21034-00 | Fused Silica Tubing, Prostell, Deactivated 5M, 0.53mm, 0.67mm od; Agilent; P/n: 160-4535-5; | 2 | 2 | 0 | Pcs | MFH | Lab | SPR/02/24/039 | 2024-02-26
ASL | ENG | T-20320-00 | Inlet liner, Ultra Inert, split, low pressure drop, glass wool; Agilent; Part No. 5190-2295; 1/pk | 3 | 3 | 0 | Pcs | MFH | Lab | SPR/02/24/039 | 2024-02-26
BFN | PRO | O-18055-00 | Robot Casepacker - Suction cup; VB17. single below; diameter Cup 17 mm.; vmeca; ; | 2 | 2 | 0 | Pcs | MFH | Cartoning | SPR/02/24/040 | 2024-02-26
NDS | ENG | P-50288-00 | Bola Lampu - Halogen 20 W Osram | 2 | 1 | 0 | Pcs | MFH | Mixing | SPR/02/24/041 | 2024-02-26
MOB | ENG | P-52766-00 | Drain Pump AC M1 Merk Value; ; -; 1 pcs | 1 | 1 | 0 | Pcs | MFH | AC | SPR/02/24/042 | 2024-02-26
MOB | ENG | P-14877-00 | Kabel NYYHY 3x2,5mm; ; ; | 10 | 10 | 0 | Pcs | MFH | AC | SPR/02/24/042 | 2024-02-26
MOB | ENG | P-18963-00 | Tubing Nylon Putih 6x8; ; ; | 10 | 10 | 0 | Pcs | MFH | AC | SPR/02/24/043 | 2024-02-26
MOB | ENG | P-54190-00 | Stop Kontak IP55 16A; Legrand; ; | 1 | 2 | 0 | Pcs | MFH | AC | SPR/02/24/043 | 2024-02-26
MOB | ENG | P-18964-00 | Check Valve Aquarium; Lokal; ; | 1 | 1 | 0 | Pcs | MFH | AC | SPR/02/24/043 | 2024-02-26
NDS | ENG | O-19431-00 | Baut SS L M8 x 30 mm + Mur + Ring; ; ;; ; ;; ; ; | 10 | 2 | 0 | Pcs | MFH | Labelling | SPR/02/24/044 | 2024-02-26
MOB | ENG | P-14455-00 | Filter IAF MBV Series (Medium Filter), efficiency : 80-85 %, Size: 24 x 24 x 12 inch; IAF; ; | 1 | 1 | 0 | Pcs | MFH | AHU | SPR/02/24/045 | 2024-02-26
MOB | ENG | P-14456-00 | Filter IAF MBV Series (Medium Filter), efficiency : 80-85 %, Size: 12 x 24 x 12 inch; IAF; ; | 1 | 1 | 0 | Pcs | MFH | AHU | SPR/02/24/045 | 2024-02-26
SHF | ENG | Q-60003-00 | Plakband Kertas | 1 | 1 | 0 | Pcs | MFH | AHU | SPR/02/24/046 | 2024-02-26
SHF | ENG | P-51560-00 | Lampu T5 28watt Putih; Phillips; ; | 11 | 11 | 0 | Pcs | MFH | AHU | SPR/02/24/046 | 2024-02-26
TGT | ENG | T-20123-00 | Acquity PDA/TUV 2489/2998 Perf | 2 | 2 | 0 | Pcs | MFH | HPLC | SPR/02/24/047 | 2024-02-26
ROS | ENG | Q-60503-00 | Silicone Sealant, Silglaze, Type N10 Grey, pack size per pcs | 1 | 1 | 0 | Pcs | MFH | Capping | SPR/02/24/048 | 2024-02-26
ROS | ENG | Q-60003-00 | Plakband Kertas | 1 | 1 | 0 | Pcs | MFH | Capping | SPR/02/24/048 | 2024-02-26
RSB | QAS | P-12279-00 | FESTO - QS-1/8-6 Push-In fitting p/n 153002 | 1 | 1 | 0 | Pcs | MFH | Water System | SPR/02/24/049 | 2024-02-26
INN | ENG | O-16647-00 | Washing RAR4 - Oring Silicone Merah 23x18x2.5 mm; ; ; | 10 | 10 | 0 | Pcs | MFH | Capping | SPR/02/24/050 | 2024-02-26
MOB | ENG | P-18965-00 | Sparepart Maintenance Kit SRV66 Size 1-2 Inch (0,8 - 2,5 barg); Spirax Sarco; 6404141UA-1; | 1 | 1 | 0 | Pcs | MFH | PSG | SPR/02/24/051 | 2024-02-26
MOB | ENG | P-18906-00 | Float Valve D14 mm AI SI 316L; Lokal; ; | 1 | 1 | 0 | Pcs | MFH | PSG | SPR/02/24/051 | 2024-02-26
MFH | ENG | Q-60503-00 | Silicone Sealant, Silglaze, Type N10 Grey, pack size per pcs | 6 | 6 | 0 | Pcs | MFH | - | SPR/02/24/052 | 2024-02-26
MFH | ENG | Q-10946-00 | Silicone Sealant N10 Light Grey | 1 | 1 | 0 | Pcs | MFH | - | SPR/02/24/052 | 2024-02-26
MFH | ENG | O-19340-00 | Washing RAR4 - Guide Rell Outfeed, Machining Plate Material Pom Putih | 1 | 1 | 0 | Pcs | MFH | - | SPR/02/24/052 | 2024-02-26
MFH | ENG | P-53182-00 | Arc tube Hanovia UV System | 1 | 1 | 0 | Pcs | MFH | - | SPR/02/24/054 | 2024-02-26
MFH | ENG | P-12495-00 | Mata Bor besi dia 7.5 mm ex NACHI | 2 | 2 | 0 | Pcs | MFH | - | SPR/02/24/054 | 2024-02-26
MFH | ENG | O-54139-00 | Lampu PLC 4U 45W | 2 | 2 | 0 | Pcs | MFH | - | SPR/02/24/054 | 2024-02-26
MFH | ENG | O-19341-00 | Washing RAR4 - Set Giude Rell Outfeed, Machining Plate Material Pom Putih | 1 | 1 | 0 | Pcs | MFH | - | SPR/02/24/055 | 2024-02-26
MFH | ENG | P-51736-00 | Kabel UTP isi 8 Cat 5e merk BELDEN | 1 | 1 | 0 | Pcs | MFH | - | SPR/02/24/055 | 2024-02-26
MFH | ENG | P-53259-00 | UV Sensor PIN : 270264040 | 1 | 1 | 0 | Pcs | MFH | - | SPR/02/24/055 | 2024-02-26
MFH | ENG | P-51302-00 | Timah Solder dia 1 mm | 1 | 1 | 0 | Pcs | MFH | - | SPR/02/24/056 | 2024-02-26
MFH | ENG | P-13389-00 | Scotch Brite 3M; ; ; | 2 | 2 | 0 | Pcs | MFH | - | SPR/02/24/056 | 2024-02-26
MFH | ENG | Q-10650-00 | Aquaproof Abu-Abu @4 Kg | 1 | 1 | 0 | Pcs | MFH | - | SPR/02/24/056 | 2024-02-26
MFH | ENG | P-14906-00 | UV Sensor Housing Hanovia UV System | 1 | 1 | 0 | Pcs | MFH | - | SPR/02/24/057 | 2024-02-26
MFH | ENG | P-12476-00 | Mata Bor besi dia 10 mm ex NACHI | 1 | 1 | 0 | Pcs | MFH | - | SPR/02/24/057 | 2024-02-26
MFH | ENG | O-54129-00 | Digital Vacuum Gauge VMV-1 0 - 75000 Microns | 1 | 1 | 0 | Pcs | MFH | - | SPR/02/24/057 | 2024-02-26
AAA | ENG | P-53210-00 | CAPACITOR 5 uF, 220 V, 2 kutub | 1 | 1 | 0 | pcs | MFH | BOD Incubator | SPR/03/24/001 | 2024-03-19
AAA | ENG | P-52380-00 | Adaptor AC Universal Power Supply 12VDC s/d 24VDC | 1 | 1 | 0 | Unit | MFH | HC 40 | SPR/03/24/001 | 2024-03-19
SHF | ENG | Q-60501-00 | Silicone Sealant, Silglaze, Type N10 Clear, pack size per pcs | 1 | 1 | 0 | pcs | MFH | Building | SPR/03/24/002 | 2024-03-19
SHF | ENG | O-54014-00 | STEKER 1 PHASE, BROCO | 2 | 1 | 0 | pcs | MFH | Building | SPR/03/24/002 | 2024-03-19
SHF | ENG | O-54015-00 | STOP KONTAK LUBANG 4, BROCO | 2 | 1 | 0 | pcs | MFH | Building | SPR/03/24/002 | 2024-03-19
NDS | ENG | T-80043-00 | Battery Kotak 9V | 1 | 1 | 0 | pcs | MFH | Ultrasonik | SPR/03/24/003 | 2024-03-19
SFH | ENG | P-53102-00 | Lampu PLC 13watt/E27 Putih; Phillips; ; | 5 | 5 | 0 | pcs | MFH | Building | SPR/03/24/004 | 2024-03-19
SFH | ENG | P-51559-00 | Lampu T5 14watt Putih; Phillips; ; | 1 | 1 | 0 | pcs | MFH | Building | SPR/03/24/004 | 2024-03-19
ROS | ENG | O-14644-00 | Silicone Gasket for Ferrule dia. 4"; ; ; | 3 | 2 | 0 | Pcs | MFH | Mixing | SPR/03/24/005 | 2024-03-19
ROS | ENG | Q-60503-00 | Silicone Sealant, Silglaze, Type N10 Grey, pack size per pcs | 1 | 1 | 0 | pcs | MFH | Mixing | SPR/03/24/005 | 2024-03-19
ROS | ENG | P-51560-00 | Lampu T5 28watt Putih; Phillips; ; | 6 | 6 | 0 | pcs | MFH | Building | SPR/03/24/005 | 2024-03-19
RIA | ENG | P-51756-00 | Kabel NYYHY 3x0.75mm | 20 | 5 | 0 | Meter | MFH | Building | SPR/03/24/006 | 2024-03-19
RIA | ENG | P-12275-00 | FESTO - QS-1/4-6 Push-In fitting p/n 153003 | 5 | 1 | 0 | pcs | MFH | Building | SPR/03/24/006 | 2024-03-19
SFH | ENG | P-11694-00 | Mata Gerinda 4" | 1 | 1 | 0 | pcs | MFH | - | SPR/03/24/007 | 2024-03-19
SFH | ENG | P-12492-00 | Mata Bor besi dia 6.5 mm ex NACHI | 1 | 1 | 0 | pcs | MFH | - | SPR/03/24/007 | 2024-03-19
SFH | ENG | Q-10817-00 | Door Closer Type: TS77 Hold Open; DORMA; ; | 1 | 1 | 0 | pcs | MFH | - | SPR/03/24/007 | 2024-03-19
NDS | ENG | T-20135-00 | Sleeves Thickness(mm): 3/10 Length(mm) : 500 Dia.(mm) : 293,00 Plan Reference : FP no 42-PVC 0,3 TA; Piercan; M293/90 PVCTR E3 500; | 2 | 1 | 0 | pcs | MFH | - | SPR/03/24/008 | 2024-03-19
ROS | ENG | P-51559-00 | Lampu T5 14watt Putih; Phillips; ; | 4 | 4 | 0 | pcs | MFH | Building | SPR/03/24/009 | 2024-03-19
ROS | ENG | P-50122-00 | Balast Quitronick Osram 1x18/20/ 220 - 240V | 4 | 1 | 0 | pcs | MFH | Passbox | SPR/03/24/010 | 2024-03-19
ROS | ENG | O-54005-00 | LAMPU UV 15 WATT, OSRAM | 1 | 1 | 0 | pcs | MFH | Passbox | SPR/03/24/010 | 2024-03-19
ROS | ENG | P-12764-00 | Silicone gasket for ferrule dia 1/2inch Taiwan | 25 | 15 | 0 | pcs | MFH | Filling | SPR/03/24/010 | 2024-03-19
RPA | PRO | P-11968-00 | Berusynt FGH Spray H1 - Bechem | 1 | 1 | 0 | pcs | MFH | - | SPR/03/24/011 | 2024-03-19
RPA | PRO | O-18055-00 | Robot Casepacker - Suction cup; VB17. single below; diameter Cup 17 mm.; vmeca; ; | 2 | 2 | 0 | pcs | MFH | - | SPR/03/24/011 | 2024-03-19
NDS | ENG | - | Lampu LED T9 | 1 | 1 | 0 | pcs | MFH | CC Retain | SPR/03/24/012 | 2024-03-19
NDS | ENG | P-15852-00 | AMPLAS EAGLE 500 | 2 | 2 | 0 | Pcs | MFH | Capping | SPR/03/24/012 | 2024-03-19
SFH | ENG | Q-60503-00 | Silicone Sealant, Silglaze, Type N10 Grey, pack size per pcs | 1 | 1 | 0 | pcs | MFH | - | SPR/03/24/013 | 2024-03-19
SFH | ENG | Q-60026-00 | Kuas 2" Eterna | 1 | 1 | 0 | pcs | MFH | - | SPR/03/24/014 | 2024-03-19
SFH | ENG | Q-10656-00 | Kuas Eterna 5 Inch; ; ; | 2 | 1 | 0' | pcs | MFH | - | SPR/03/24/014 | 2024-03-19
SFH | ENG | P-51560-00 | Lampu T5 28watt Putih; Phillips; ; | 4 | 4 | 0 | pcs | MFH | - | SPR/03/24/014 | 2024-03-19
VWS | PRO | P-14519-00 | Baut Hexagonal SS M8x30mm+Mur+Ring; ; ; | 10 | 1 | 0 | pcs | MFH | - | SPR/03/24/015 | 2024-03-19
MOB | ENG | P-18788-00 | Baut SS Hexagon SS M6x55mm + Mur; ; ; | 21 | 8 | 0 | pcs | MFH | Building | SPR/03/24/016 | 2024-03-19
ROS | ENG | P-51559-00 | Lampu T5 14watt Putih; Phillips; ; | 9 | 9 | 0 | Pcs | MFH | Building | SPR/03/24/017 | 2024-03-19
ROS | ENG | P-51559-00 | Lampu T5 14watt Putih; Phillips; ; | 1 | 2 | 0 | Pcs | MFH | Visual Inspection | SPR/03/24/017 | 2024-03-19
ROS | ENG | P-51559-00 | Lampu T5 14watt Putih; Phillips; ; | 2 | 2 | 0 | Pcs | MFH | Incubator | SPR/03/24/017 | 2024-03-19
NDS | ENG | T-80732-00 | Plakban Lantai Merk 3M | 1 | 1 | 0 | pcs | MFH | WIHC | SPR/03/24/018 | 2024-03-19
NDS | ENG | Q-60502-00 | Silicone Sealant, Silglaze, Type N10 White, pack size per pcs | 3 | 1 | 0 | pcs | MFH | WIHC | SPR/03/24/018 | 2024-03-19
SFH | ENG | P-51559-00 | Lampu T5 14watt Putih; Phillips; ; | 20 | 20 | 0 | pcs | MFH | Building | SPR/03/24/019 | 2024-03-19
SFH | ENG | P-51560-00 | Lampu T5 28watt Putih; Phillips; ; | 2 | 2 | 0 | pcs | MFH | Building | SPR/03/24/019 | 2024-03-19
SFH | ENG | P-53173-00 | Ballast Electronic EB-C 214 TL5, 2x14W; Phillips; ; | 2 | 2 | 0 | pcs | MFH | Building | SPR/03/24/019 | 2024-03-19
SFH | ENG | Q-10154-00 | Roller cat 230mm | 1 | 1 | 0 | pcs | MFH | Building | SPR/03/24/020 | 2024-03-19
SFH | ENG | Q-10656-00 | Kuas Eterna 5 Inch; ; ; | 1 | 1 | 0 | pcs | MFH | Building | SPR/03/24/020 | 2024-03-19
NDS | ENG | P-51560-00 | Lampu T5 28watt Putih; Phillips; ; | 4 | 4 | 0 | pcs | MFH | Building | SPR/03/24/021 | 2024-03-19
NDS | ENG | - | Kabel Power PC | 1 | 1 | 0 | pcs | MFH | QC | SPR/03/24/021 | 2024-03-19
ANO | ENG | S-40851-00 | Flashdisk 4GB; Sandisk; ; | 2 | 1 | 0 | pcs | MFH | Hubber | SPR/03/24/022 | 2024-03-19
SHF | ENG | T-80681-00 | Battery Kancing Energizer CR20 | 5 | 5 | 0 | pcs | MFH | Building | SPR/03/24/023 | 2024-03-19
SHF | ENG | T-80037-00 | Batterai Size AA | 6 | 6 | 0 | pcs | MFH | Building | SPR/03/24/023 | 2024-03-19
ROS | ENG | P-11968-00 | Berusynt FGH Spray H1 - Bechem | 1 | 1 | 0 | pcs | MFH | Building | SPR/03/24/024 | 2024-03-19
ROS | ENG | P-10729-00 | Contact cleaner WD 40, 382 gr ; Brand : - ; P/N : - ; Pack Size : pcs | 1 | 1 | 0 | pcs | MFH | Building | SPR/03/24/024 | 2024-03-19
INN | ENG | O-16658-00 | FESTO - Cylinder Compact ADNGF-16-15-P-A p/n: 554214 | 1 | 1 | 0 | pcs | MFH | Washing | SPR/03/24/025 | 2024-03-19
INN | ENG | Q-10249-00 | Lem Power Glue | 2 | 1 | 0 | pcs | MFH | Washing | SPR/03/24/025 | 2024-03-19
ANO | ENG | P-17361-00 | Oring EPDM 15x9x3 mm | 2 | 2 | 0 | pcs | MFH | Autoclave | SPR/03/24/026 | 2024-03-19
SHF | ENG | T-80376-00 | Plakban Hitam 2 inch | 2 | 2 | 0 | pcs | MFH | Building | SPR/03/24/027 | 2024-03-19
SHF | ENG | - | Philips SON 70W | 1 | 1 | 0 | pcs | MFH | Building | SPR/03/24/027 | 2024-03-19
SFH | ENG | - | Pylox buat | 1 | 1 | 0 | pcs | MFH | - | SPR/03/24/028 | 2024-03-19
SFH | ENG | P-15852-00 | AMPLAS EAGLE 500 | 3 | 1 | 0 | pcs | MFH | - | SPR/03/24/028 | 2024-03-19
ROS | ENG | O-16647-00 | Washing RAR4 - Oring Silicone Merah 23x18x2.5 mm; ; ; | 8 | 8 | 0 | pcs | MFH | Capping | SPR/03/24/029 | 2024-03-19
ROS | ENG | P-12433-00 | Isolasi AC- Sansui | 2 | 1 | 0 | pcs | MFH | FD | SPR/03/24/029 | 2024-03-19
ROS | ENG | Q-10249-00 | Lem Power Glue | 3 | 1 | 0 | pcs | MFH | - | SPR/03/24/029 | 2024-03-19
RIA | ENG | P-14899-00 | Electrode Set Ozone Generator; Ozonia MKIV; ; | 1 | 1 | 0 | pcs | MFH | PW SKID | SPR/03/24/030 | 2024-03-19
AAA | ENG | S-40011-00 | Battery Lithium 3,6 V LS 14250, Shaft | 2 | 2 | 0 | pcs | MFH | WI Incubator | SPR/03/24/031 | 2024-03-19
SFH | ENG | Q-10172-00 | Polyfloor PFT-213 Light blue @ 20 KG | 1 | 1 | 0 | pcs | MFH | Building | SPR/03/24/032 | 2024-03-19
INN | ENG | O-54165-00 | Electronic Expansion Valve ESS2U; Parker; ; | 1 | 1 | 0 | pcs | MFH | Mixing | SPR/03/24/033 | 2024-03-19
INN | ENG | P-12994-00 | Nippon Tape - ASF-110FR | 1 | 1 | 0 | pcs | MFH | Filling | SPR/03/24/033 | 2024-03-19
INN | ENG | O-19213-00 | Freeze Dryer MBE1207 - Orifice 04 for Expansi Valve TE5 067B2792; Danfoss; ; | 1 | 1 | 0 | pcs | MFH | FD | SPR/03/24/034 | 2024-03-19
INN | ENG | O-19214-00 | Freeze Dryer MBE1207 - Expansi Valve TE 5 067B3343 R404A/R507; Danfoss; ; | 1 | 1 | 0 | pcs | MFH | FD | SPR/03/24/034 | 2024-03-19
INN | ENG | O-18125-00 | Mixing Tank Adam - USM T60 Male Bearing Pin 20mm Silicon Carbide, G20-008; ; ; | 1 | 1 | 0 | pcs | MFH | Mixing | SPR/03/24/034 | 2024-03-19
ROS | ENG | P-13383-00 | Silicone Sealant High Temp Red; ; ; | 1 | 1 | 0 | pcs | MFH | HPLC | SPR/03/24/035 | 2024-03-19
NDS | ENG | O-19429-00 | Baut SS L M4 x 10 mm + Mur + Ring; ; ;; ; ;; ; ; | 5 | 2 | 0 | pcs | MFH | EDM | SPR/04/24/001 | 2024-04-30
NDS | ENG | O-19430-00 | Baut SS L M5 x 20 mm + Mur + Ring; ; ;; ; ;; ; ; | 25 | 1 | 0 | pcs | MFH | EDM | SPR/04/24/001 | 2024-04-30
MRN | ENG | Q-10305-00 | Raven Door Seal (balon) RP48 Brown/White 50mtr x 2; ; ; | 1 | 1 | 0 | Roll | MFH | Building | SPR/04/24/002 | 2024-04-30
INN | ENG | O-19686-00 | Rubber Coupling HRC | 2 | 2 | 0 | pcs | MFH | FD | SPR/04/24/003 | 2024-04-30
INN | ENG | O-19687-00 | Tapper Bush Uk. 1108x16 mm | 2 | 2 | 0 | pcs | MFH | FD | SPR/04/24/003 | 2024-04-30
INN | ENG | O-19685-00 | Coupling HRC Complete | 1 | 1 | 0 | pcs | MFH | FD | SPR/04/24/003 | 2024-04-30
AAA | ENG | T-25417-00 | pH Sensor InLab Surface Pro-ISM Measuring range: pH 1 11; Mettler Toledo; P/N 30249570; | 1 | 1 | 0 | pcs | MFH | Lab | SPR/04/24/004 | 2024-04-30
AAA | ENG | S-40851-00 | Flashdisk 4GB; Sandisk; ; | 1 | 1 | 0 | pcs | MFH | Bootable Ghost | SPR/04/24/004 | 2024-04-30
NDS | ENG | - | Saklar Switch On Off DC 12V Lampu Merah | 1 | 1 | 0 | pcs | MFH | Meja Inspection | SPR/04/24/005 | 2024-04-30
NDS | ENG | Q-60503-00 | Silicone Sealant, Silglaze, Type N10 Grey, pack size per pcs | 1 | 1 | 0 | pcs | MFH | Building | SPR/04/24/005 | 2024-04-30
NDS | ENG | Q-54156-00 | PCB SCOPMA 5.Q; ; ; | 1 | 1 | 0 | pcs | MFH | Mixing | SPR/04/24/005 | 2024-04-30
SFH | ENG | Q-10154-00 | Roller cat 230mm | 1 | 1 | 0 | pcs | MFH | Building | SPR/04/24/006 | 2024-04-30
SFH | ENG | Q-10656-00 | Kuas Eterna 5 Inch; ; ; | 3 | 1 | 0 | pcs | MFH | - | SPR/04/24/006 | 2024-04-30
SHF | ENG | P-11819-00 | Alumunium duct tape 2 inch | 1 | 1 | 0 | pcs | MFH | Building | SPR/04/24/007 | 2024-04-30
SHF | ENG | S-40851-00 | Flashdisk 4GB; Sandisk; ; | 1 | 1 | 0 | pcs | MFH | AOMEI | SPR/04/24/007 | 2024-04-30
ROS | ENG | O-16032-00 | Sleeves M200/90 Y 550 E4 Bt5/5 BJ;001643;Material : CSM; Shape : 200/90; Thickness (mm) : 4/10; Leng; ; ; | 3 | 3 | 0 | pcs | MFH | cRABS | SPR/04/24/008 | 2024-04-30
ROS | ENG | P-12994-00 | Nippon Tape - ASF-110FR | 1 | 1 | 0 | pcs | MFH | Capping | SPR/04/24/008 | 2024-04-30
ROS | ENG | T-80373-00 | Plakband Bening 2 inch | 1 | 1 | 0 | pcs | MFH | washing | SPR/04/24/008 | 2024-04-30
SFH | ENG | Q-10581-00 | Cat Ftalit 272 Antique Grey | 1 | 1 | 0 | pcs | MFH | Building | SPR/04/24/009 | 2024-04-30
MOB | ENG | P-15862-00 | PAPER RECORD YOKOGAWA; FOLDING CHART B9565AW | 2 | 1 | 0 | pcs | MFH | WFI | SPR/04/24/010 | 2024-04-30
MOB | ENG | O-15931-00 | Double Tape 3M 1" Merah - P/N : - pc | 5 | 1 | 0 | pcs | MFH | Building | SPR/04/24/010 | 2024-04-30
ANO | ENG | P-11694-00 | Mata Gerinda 4" | 1 | 1 | 0 | pcs | MFH | - | SPR/04/24/011 | 2024-04-30
MRN | ENG | Q-10817-00 | Door Closer Type: TS77 Hold Open; DORMA; ; | 2 | 1 | 0 | pcs | MFH | Building | SPR/04/24/012 | 2024-04-30
AAA | ENG | O-14640-00 | Silicone Gasket for Ferrule dia. 3/4" | 10 | 7 | 0 | pcs | MFH | Mixing | SPR/04/24/013 | 2024-04-30
AAA | ENG | P-14379-00 | Gasket 3/4" /EPDM; ; ; | 5 | 5 | 0 | pcs | MFH | Mixing | SPR/04/24/013 | 2024-04-30
AAA | ENG | O-16033-00 | Isolator Gloves E10330 Y 7 E4 4; 000156; Material : CSM; Shape : E10; Size : 7; Thickness (mm) : 4/1; ; ; | 1 | 1 | 0 | pcs | MFH | cRABS | SPR/04/24/014 | 2024-04-30
SHF | ENG | P-12433-00 | Isolasi AC- Sansui | 2 | 1 | 0 | pcs | MFH | Building | SPR/04/24/015 | 2024-04-30
NDS | ENG | O-51945-00 | Photo Sensor BRP3M-MDT Autonics | 2 | 1 | 0 | pcs | MFH | Filling | SPR/04/24/016 | 2024-04-30
MOB | ENG | Q-60025-00 | Kuas Eterna 1 | 1 | 1 | 0 | pcs | MFH | Water System | SPR/04/24/017 | 2024-04-30
MOB | ENG | P-15852-00 | AMPLAS EAGLE 500 | 2 | 1 | 0 | pcs | MFH | Water System | SPR/04/24/017 | 2024-04-30
INN | ENG | P-12994-00 | Nippon Tape - ASF-110FR | 2 | 2 | 0 | pcs | MFH | Capping | SPR/04/24/018 | 2024-04-30
INN | ENG | P-50140-00 | Battery UPS - Battery kering Merk YUASA 12V 9AH | 5 | 5 | 0 | pcs | MFH | UPS | SPR/04/24/018 | 2024-04-30
MOB | ENG | O-14594-00 | Kit, membrane ozone 6510 | 1 | 1 | 0 | pcs | MFH | PW SKID | SPR/04/24/019 | 2024-04-30
MOB | ENG | P-52807-00 | 4" Inline Hydrophonic Fan 0,04kw 220V | 1 | 1 | 0 | pcs | MFH | - | SPR/04/24/020 | 2024-04-30
ANO | ENG | P-18725-00 | Freon Refrigerant Chemours Suva R507; ; ; | 4 | 3 | 0 | can | MFH | FD | SPR/04/24/021 | 2024-04-30
NDS | ENG | P-11405-00 | Seal Ferrule Teflon 1" | 1 | 2 | 0 | pcs | MFH | FD | SPR/04/24/022 | 2024-04-30
NDS | ENG | O-16647-00 | Washing RAR4 - Oring Silicone Merah 23x18x2.5 mm; ; ; | 10 | 10 | 0 | Pcs | MFH | Capping | SPR/04/24/023 | 2024-04-30
ROS | ENG | P-14455-00 | Filter IAF MBV Series (Medium Filter), efficiency : 80-85 %, Size: 24 x 24 x 12 inch; IAF; ; | 1 | 1 | 0 | Pcs | MFH | AHU | SPR/04/24/024 | 2024-04-30
ROS | ENG | O-19740-00 | HB Series H13 99,99%, on 0.3 Micron, Size 592 x 592 x 292 mm; IAF; ; | 6 | 6 | 0 | Pcs | MFH | AHU | SPR/04/24/024 | 2024-04-30
ROS | ENG | P-18908-00 | Mata Bor Besi HSS Point TeQ 13 Pcs (1.5 mm - 6.5 mm); Bosch; ; | 1 | 1 | 0 | Pcs | MFH | FD | SPR/04/24/025 | 2024-04-30
ROS | ENG | O-52200-00 | FESTO - Proximity Sensor SME-8M-DS-24V-K-0,3-M8D p/n: 543861 | 1 | 1 | 0 | Pcs | MFH | Washing | SPR/04/24/025 | 2024-04-30
ROS | ENG | P-15852-00 | AMPLAS EAGLE 500 | 2 | 1 | 0 | pcs | MFH | FD | SPR/04/24/025 | 2024-04-30
ANO | ENG | Q-10249-00 | Lem Power Glue; ; ; | 1 | 1 | 0 | pcs | MFH | - | SPR/04/24/026 | 2024-04-30
MOB | ENG | O-19347-00 | HEPA filter minipleat, size: 1220X610X93 H13; ; ; | 5 | 5 | 0 | pcs | MFH | AHU | SPR/04/24/027 | 2024-04-30
SFH | ENG | Q-60003-00 | Plakband Kertas | 8 | 8 | 0 | pcs | MFH | - | SPR/04/24/028 | 2024-04-30
SFH | ENG | Q-60025-00 | Kuas Eterna 1 | 2 | 2 | 0 | pcs | MFH | Building | SPR/04/24/028 | 2024-04-30
SFH | ENG | - | Cat Propan Silver | 1 | 1 | 0 | pcs | MFH | Building | SPR/04/24/028 | 2024-04-30
SFH | ENG | P-51560-00 | Lampu T5 28watt Putih; Phillips; ; | 15 | 15 | 0 | pcs | MFH | Building | SPR/04/24/029 | 2024-04-30
SFH | ENG | P-15852-00 | AMPLAS EAGLE 500 | 6 | 4 | 0 | pcs | MFH | Building | SPR/04/24/029 | 2024-04-30
SFH | ENG | P-13389-00 | Scotch Brite 3M; ; ; | 3 | 1 | 0 | pcs | MFH | Building | SPR/04/24/029 | 2024-04-30
SFH | ENG | P-13389-00 | Scotch Brite 3M; ; ; | 8 | 6 | 0 | pcs | MFH | Building | SPR/04/24/030 | 2024-04-30
AAA | ENG | O-52820-00 | Basic Operation Panel SINAMICS G120 6SL3255-0AA00-4CA1; Siemens; ; | 3 | 3 | 0 | pcs | MFH | EDM | SPR/04/24/031 | 2024-04-30
AAA | ENG | O-52983-00 | Inverter Power Module PM240-2 0,37KW Sinamic; Siemens; ; | 3 | 3 | 0 | pcs | MFH | EDM | SPR/04/24/032 | 2024-04-30
AAA | ENG | O-54127-00 | Control Unit G120 CU240E-2 DP E-type safety, Sinamics; Siemens; ; | 2 | 2 | 0 | pcs | MFH | EDM | SPR/04/24/032 | 2024-04-30
AAA | ENG | O-54169-00 | Control Unit G120 CU250S-2 DP Integriert Sinamics; Siemens; ; | 1 | 1 | 0 | pcs | MFH | EDM | SPR/04/24/032 | 2024-04-30
EPO | QAS | P-13650-00 | Manual Valve HE-2-QS-6; FESTO; ; | 3 | 1 | 0 | pcs | MFH | EDM | SPR/04/24/033 | 2024-04-30
AAA | ENG | O-17067-00 | Washing RAR4 - Rotating Pincer Pneumatic Clyinder With Protective Cap SINAR MUTIARA CAKRABUANA, PT P/N : 12636 pc | 1 | 1 | 0 | pcs | MFH | Washing | SPR/04/24/034 | 2024-04-30
MOB | ENG | P-18066-00 | Hepa Filter - H13 ( 99,95% ) Size: 610x610x90 | 3 | 3 | 0 | pcs | MFH | AHU | SPR/04/24/035 | 2024-04-30
INN | ENG | O-19590-00 | Manifold Gauge, Hose 1.5 mtr; Tasco; ; | 1 | 1 | 0 | pcs | MFH | FD | SPR/04/24/036 | 2024-04-30
INN | ENG | P-52662-00 | Temperature Controller - TK4S- 14SN 100-240 VAC AUTONICS; ; ; | 2 | 1 | 0 | pcs | MFH | Lab | SPR/04/24/037 | 2024-04-30
INN | ENG | O-16980-00 | Freeze Dryer MBE1207 - Diaphrapm DA040E2 M4 Saunders CIPTA SOLUSI ANDALAN, PT P/N : - pc | 6 | 6 | 0 | pcs | MFH | FD | SPR/04/24/037 | 2024-04-30
INN | ENG | O-16981-00 | Freeze Dryer MBE1207 - Diaphrapm DA025E2 M4 Saunders CIPTA SOLUSI ANDALAN, PT P/N : - pc | 9 | 9 | 0 | pcs | MFH | FD | SPR/04/24/037 | 2024-04-30
INN | ENG | O-54170-00 | Electronic Expansion Valve ESX24B; Parker; ; | 1 | 1 | 0 | pcs | MFH | Mixing | SPR/04/24/038 | 2024-04-30
INN | ENG | P-54185-00 | Refrigerant Balance VES 508 Capacacity : 50 kg/110Lb ; Power :9V DC and AC(110V-220V); VALUE; ; | 1 | 1 | 0 | pcs | MFH | FD | SPR/04/24/038 | 2024-04-30
INN | ENG | P-54186-00 | Vacuum Pump 1HP 220V 12CFM; Value; ; | 1 | 1 | 0 | pcs | MFH | FD | SPR/04/24/038 | 2024-04-30
INN | ENG | O-17960-00 | Mixer Male Bearing, GMP, pH Range: pH1 pH14, 1/pack | 1 | 1 | 0 | pcs | MFH | Mixing | SPR/04/24/039 | 2024-04-30
INN | ENG | P-54214-00 | Pompa (Refrigerant) Recovery VRR24L Motor : 1 HP ; Power : 220-240V / 50-60HZ; VALUE; ; | 1 | 1 | 0 | pcs | MFH | FD | SPR/04/24/039 | 2024-04-30
INN | ENG | P-52865-00 | Vacuum Pump 2 Stage 8,9 Cfm (252 liter/menit), 220V; Tasco; Type : TA150XL; | 1 | 1 | 0 | pcs | MFH | FD | SPR/04/24/039 | 2024-04-30
INN | ENG | O-17998-00 | Freeze Dryer MBE1207 - Main Door Gasket P/N : EB41-00568; ; ; | 8 | 8 | 0 | pcs | MFH | FD | SPR/04/24/040 | 2024-04-30
INN | ENG | O-16317-00 | FD Lyofast 10 - Oli Vaccum Ultragrade 20 Edwards; ; ; | 20 | 20 | 0 | Liter | MFH | FD | SPR/04/24/040 | 2024-04-30
INN | ENG | O-17995-00 | Freeze Dryer MBE1207 - Slot Door Vacuum Gasket dia.12.7 P/N : EB41-00517; ; ; | 16 | 16 | 0 | Meter | MFH | FD | SPR/04/24/040 | 2024-04-30
INN | ENG | P-18472-00 | Thermostatic Steam Trap LV6-CE | 1 | 1 | 0 | pcs | MFH | FD | SPR/04/24/041 | 2024-04-30
INN | ENG | O-54166-00 | Coil Magnet 018F0091; Danfoss; ; | 4 | 4 | 0 | pcs | MFH | FD | SPR/04/24/041 | 2024-04-30
INN | ENG | O-19591-00 | Grease for High Vacuum GR AR555; Kluber; ; | 1 | 1 | 0 | can | MFH | FD | SPR/04/24/041 | 2024-04-30
INN | ENG | O-19379-00 | Oli Refrigeration; Xaerus; XR 534-46; | 12 | 11 | 0 | pcs | MFH | FD | SPR/04/24/042 | 2024-04-30
INN | ENG | O-17285-00 | Freeze Dryer MBE1207 - Main Valve Bellow SUS316L ST105*75; ; ; | 1 | 1 | 0 | pcs | MFH | FD | SPR/04/24/042 | 2024-04-30
INN | ENG | P-18909-00 | Refrigerant Recovery Tank Cld-30Y 13 L , 30 Lbs , 13.6Kg; ORION; ; | 6 | 6 | 0 | pcs | MFH | FD | SPR/04/24/042 | 2024-04-30
NDS | ENG | T-20135-00 | Sleeves Thickness(mm): 3/10 Length(mm) : 500 Dia.(mm) : 293,00 Plan Reference : FP no 42-PVC 0,3 TA; Piercan; M293/90 PVCTR E3 500; | 1 | 1 | 0 | pcs | MFH | cRABS | SPR/04/24/043 | 2024-04-30
NDS | ENG | O-18345-00 | Silicon suction cup 01.11.16 PN: 202082 | 10 | 10 | 0 | pcs | MFH | Capping | SPR/04/24/043 | 2024-04-30
RIA | ENG | P-14424-00 | Garam Kutreat RGN-9800F; ; ; 25Kg/zak | 100 | 25 | 0 | Kg | MFH | PWG | SPR/04/24/044 | 2024-04-30
RIA | ENG | P-15862-00 | PAPER RECORD YOKOGAWA; FOLDING CHART B9565AW | 3 | 1 | 0 | pcs | MFH | PW SKID | SPR/04/24/044 | 2024-04-30
RIA | ENG | P-18448-00 | Resin Bed Replacement for TOC Sievers M500; ; ; | 1 | 1 | 0 | pcs | MFH | WFI SKID | SPR/04/24/045 | 2024-04-30
RIA | ENG | P-54218-00 | Vertical Float Level Switch VSS-2FJ-S4-L720-FS45-HT; Wingel; ; | 1 | 1 | 0 | pcs | MFH | WWTP | SPR/04/24/045 | 2024-04-30
INN | ENG | - | Vacuum Pump GV80 IE3 P/N A70216940 Edwards | 1 | 1 | 0 | Unit | MFH | FD | SPR/05/24/001 | 2024-05-31
INN | ENG | P-13603-00 | PW Generator Austar - RO Membranes BW30-400 DOW | 4 | 4 | 0 | pcs | MFH | PWG | SPR/05/24/002 | 2024-05-31
NDS | ENG | O-16647-00 | Washing RAR4 - Oring Silicone Merah 23x18x2.5 mm; ; ; | 30 | 10 | 0 | Pcs | MFH | Capping | SPR/05/24/003 | 2024-05-31
NDS | ENG | O-15931-00 | Double Tape 3M 1" Merah - P/N : - pc | 1 | 1 | 0 | pcs | MFH | Building | SPR/05/24/004 | 2024-05-31
AAA | ENG | Q-10249-00 | Lem Power Glue; ; ; | 3 | 1 | 0 | pcs | MFH | - | SPR/05/24/005 | 2024-05-31
RIA | ENG | P-11694-00 | Mata Gerinda 4" | 2 | 2 | 0 | pcs | MFH | - | SPR/05/24/006 | 2024-05-31
RIA | ENG | T-80732-00 | Plakban Lantai Merk 3M | 1 | 1 | 0 | pcs | MFH | - | SPR/05/24/006 | 2024-05-31
AAA | ENG | O-16033-00 | Isolator Gloves E10330 Y 7 E4 4; 000156; Material : CSM; Shape : E10; Size : 7; Thickness (mm) : 4/1; ; ; | 2 | 2 | 0 | pcs | MFH | cRABS | SPR/05/24/007 | 2024-05-31
NDS | ENG | O-16032-00 | Sleeves M200/90 Y 550 E4 Bt5/5 BJ;001643;Material : CSM; Shape : 200/90; Thickness (mm) : 4/10; Leng; ; ; | 1 | 1 | 0 | pcs | MFH | cRABS | SPR/05/24/008 | 2024-05-31
NDS | ENG | O-19430-00 | Baut SS L M5 x 20 mm + Mur + Ring; ; ;; ; ;; ; ; | 5 | 5 | 0 | pcs | MFH | Building | SPR/05/24/008 | 2024-05-31
RPA | ENG | O-18055-00 | Robot Casepacker - Suction cup; VB17. single below; diameter Cup 17 mm.; vmeca; ; | 2 | 2 | 0 | Pcs | MFH | Cartoning | SPR/05/24/009 | 2024-05-31
SHF | ENG | O-15931-00 | Double Tape 3M 1" Merah - P/N : - pc | 1 | 1 | 0 | pcs | MFH | Building | SPR/05/24/010 | 2024-05-31
MOB | ENG | P-15938-00 | Water Hardness Test Kit | 1 | 1 | 0 | pcs | MFH | PWG | SPR/05/24/011 | 2024-05-31
NDS | ENG | O-16033-00 | Isolator Gloves E10330 Y 7 E4 4; 000156; Material : CSM; Shape : E10; Size : 7; Thickness (mm) : 4/1; ; ; | 2 | 2 | 0 | pcs | MFH | cRABS | SPR/05/24/012 | 2024-05-31
NDS | ENG | - | Push In Drat + Drat 3/4 | 1 | 1 | 0 | pcs | MFH | Teledine | SPR/05/24/012 | 2024-05-31
ROS | ENG | Q-60003-00 | Plakband Kertas | 10 | 10 | 0 | pcs | MFH | Coating | SPR/05/24/013 | 2024-05-31
ROS | ENG | P-18788-00 | Baut SS Hexagon SS M6x55mm + Mur; ; ; | 10 | 10 | 0 | pcs | MFH | Coating | SPR/05/24/013 | 2024-05-31
MAP | ENG | P-11990-00 | Cable ties CS 100L | 5 | 1 | 0 | pcs | MFH | ATK | SPR/05/24/014 | 2024-05-31
ANO | ENG | P-50140-00 | Battery UPS - Battery kering Merk YUASA 12V 9AH | 2 | 2 | 0 | pcs | MFH | Autoclave | SPR/05/24/015 | 2024-05-31
ANO | ENG | Q-60003-00 | Plakband Kertas | 1 | 1 | 0 | pcs | MFH | WIHC | SPR/05/24/016 | 2024-05-31
NDS | ENG | P-51027-00 | Isolasi Kabel SCOTCH super 33+ size: 19 mmx20x0.177 mm ( vinyl electric tape ) Black 3M | 3 | 1 | 0 | pcs | MFH | WIHC | SPR/05/24/017 | 2024-05-31
HMA | ENG | P-12258-00 | FESTO - Push In Connector QS-10-10 | 5 | 1 | 0 | pcs | MFH | - | SPR/05/24/018 | 2024-05-31
MRN | ENG | P-12306-00 | FESTO - QST-8 push in t- connection p/n 153130 | 1 | 1 | 0 | pcs | MFH | PWG | SPR/05/24/019 | 2024-05-31
MRN | ENG | P-52844-00 | Doshing Pump BT4B Merk Prominent; ; ; | 1 | 1 | 0 | pcs | MFH | PWG | SPR/05/24/019 | 2024-05-31
MRN | ENG | P-18835-00 | Solenoid Valve Pneumatic UD08E4 Port 1/4" 2/2 Way 24VDC; EMC; ; | 2 | 2 | 0 | pcs | MFH | PWG | SPR/05/24/019 | 2024-05-31
NDS | ENG | O-16033-00 | Isolator Gloves E10330 Y 7 E4 4; 000156; Material : CSM; Shape : E10; Size : 7; Thickness (mm) : 4/1; ; ; | 1 | 1 | 0 | pcs | MFH | cRABS | SPR/05/24/020 | 2024-05-31
ROS | ENG | P-11694-00 | Mata Gerinda 4" | 4 | 4 | 0 | pcs | MFH | Coating | SPR/05/24/021 | 2024-05-31
RIA | ENG | P-54181-00 | UV lamp for TOC Sievers M500; TOC Sievers; ; pack size per pc | 1 | 1 | 0 | pcs | MFH | WFI SKID | SPR/05/24/022 | 2024-05-31
ANO | ENG | O-54013-00 | SOCKET RJ 45 CAT 5 | 20 | 4 | 0 | pcs | MFH | Building | SPR/05/24/023 | 2024-05-31
AAA | ENG | O-15931-00 | Double Tape 3M 1" Merah - P/N : - pc | 1 | 1 | 0 | pcs | MFH | Autoclave | SPR/05/24/024 | 2024-05-31
NYS | ENG | Q-60025-00 | Kuas Eterna 1 | 1 | 1 | 0 | pcs | MFH | Building | SPR/05/24/025 | 2024-05-31
NDS | ENG | P-52964-00 | Temperatur Control Continuous Sealer FRB-700; MC; TEQD-2301B; | 1 | 1 | 0 | pcs | MFH | Sealer | SPR/05/24/026 | 2024-05-31
MRN | ENG | P-14519-00 | Baut Hexagonal SS M8x30mm+Mur+Ring; ; ; | 10 | 10 | 0 | pcs | MFH | AHU | SPR/05/24/027 | 2024-05-31
SFH | ENG | Q-60003-00 | Plakband Kertas | 2 | 2 | 0 | pcs | MFH | Building | SPR/05/24/028 | 2024-05-31
SFH | ENG | P-15852-00 | AMPLAS EAGLE 500 | 2 | 2 | 0 | pcs | MFH | Building | SPR/05/24/028 | 2024-05-31
SFH | ENG | P-50505-00 | Saklar Seri / 250 V / Clipsal | 3 | 1 | 0 | pcs | MFH | Building | SPR/05/24/029 | 2024-05-31
SFH | ENG | Q-10302-00 | Compound Gypsum; ; ; | 1 | 1 | 0 | pcs | MFH | Building | SPR/05/24/029 | 2024-05-31
SFH | ENG | T-80681-00 | Battery Kancing Energizer CR20 | 1 | 1 | 0 | pcs | MFH | Building | SPR/05/24/029 | 2024-05-31
SFH | ENG | P-51560-00 | Lampu T5 28watt Putih; Phillips; ; | 12 | 12 | 0 | pcs | MFH | Building | SPR/05/24/030 | 2024-05-31
SFH | ENG | P-51559-00 | Lampu T5 14watt Putih; Phillips; ; | 73 | 8 | 0 | pcs | MFH | Building | SPR/05/24/030 | 2024-05-31
SFH | ENG | Q-10249-00 | Lem Power Glue; ; ; | 2 | 1 | 0 | pcs | MFH | Building | SPR/05/24/030 | 2024-05-31
MOB | ENG | P-17390-00 | PALL - AB1PFR7PVH4, 0.2 um; ; ; | 1 | 1 | 0 | pcs | MFH | PW SKID | SPR/05/24/031 | 2024-05-31
MOB | ENG | O-12868-00 | Emflon PFR Membrane Filter Cartridges 0.2 um PALL P/N : AB05 PFR2 PVH4 pc | 1 | 1 | 0 | pcs | MFH | PW SKID | SPR/05/24/031 | 2024-05-31
MOB | ENG | Q-60025-00 | Kuas Eterna 1 | 1 | 1 | 0 | pcs | MFH | Building | SPR/05/24/032 | 2024-05-31
INS | PRO | - | Clamp Ferrule 2 Inch | 3 | 3 | 0 | pcs | MFH | OSD | SPR/05/24/033 | 2024-05-31
INS | PRO | O-13522-00 | gasket 2" / EPDM; ; ; | 7 | 3 | 0 | pcs | MFH | OSD | SPR/05/24/033 | 2024-05-31
MOB | ENG | P-13598-00 | Regulator Hydrogen 96A-10M Morris; ; ; | 1 | 1 | 0 | pcs | MFH | N2 | SPR/05/24/034 | 2024-05-31
SFH | ENG | Q-10153-00 | Roller cat 110mm | 1 | 1 | 0 | pcs | MFH | Building | SPR/05/24/035 | 2024-05-31
SFH | ENG | Q-10154-00 | Roller cat 230mm | 1 | 1 | 0 | pcs | MFH | Building | SPR/05/24/035 | 2024-05-31
SFH | ENG | Q-10656-00 | Kuas Eterna 5 Inch; ; ; | 2 | 1 | 0 | pcs | MFH | Building | SPR/05/24/035 | 2024-05-31
ROS | ENG | Q-60003-00 | Plakband Kertas | 10 | 10 | 0 | pcs | MFH | OSD | SPR/05/24/036 | 2024-05-31
ROS | ENG | P-12258-00 | FESTO - Push In Connector QS-10-10 | 5 | 1 | 0 | pcs | MFH | OSD | SPR/05/24/036 | 2024-05-31
SFH | ENG | Q-10517-00 | Scraper / Kape Besi; ; ; | 1 | 1 | 0 | pcs | MFH | - | SPR/05/24/037 | 2024-05-31
ROS | ENG | P-12306-00 | FESTO - QST-8 push in t- connection p/n 153130 | 2 | 1 | 0 | pcs | MFH | OSD | SPR/05/24/038 | 2024-05-31
ROS | ENG | P-11694-00 | Mata Gerinda 4" | 10 | 10 | 0 | pcs | MFH | OSD | SPR/05/24/038 | 2024-05-31
ROS | ENG | - | Mata Gerinda Duduk | 1 | 1 | 0 | pcs | MFH | OSD | SPR/05/24/038 | 2024-05-31
AAA | ENG | P-18468-00 | Pass Box Stickers ZC-A; ; ; | 15 | 2 | 0 | pcs | MFH | Building | SPR/05/24/039 | 2024-05-31
AAA | ENG | - | Sticker Pintu Sandwich panel | 4 | 4 | 0 | pcs | MFH | Building | SPR/05/24/039 | 2024-05-31
RPA | PRO | T-80038-00 | Batterai Size AAA | 5 | 5 | 0 | pcs | MFH | Cartoning | SPR/05/24/040 | 2024-05-31
SFH | ENG | P-14455-00 | Filter IAF MBV Series (Medium Filter), efficiency : 80-85 %, Size: 24 x 24 x 12 inch; IAF; ; | 1 | 1 | 0 | pcs | MFH | AHU | SPR/05/24/041 | 2024-05-31
SFH | ENG | P-14456-00 | Filter IAF MBV Series (Medium Filter), efficiency : 80-85 %, Size: 12 x 24 x 12 inch; IAF; ; | 1 | 1 | 0 | pcs | MFH | AHU | SPR/05/24/041 | 2024-05-31
HMA | ENG | T-80376-00 | Plakband Hitam 2 inch | 1 | 1 | 0 | pcs | MFH | OSD | SPR/05/24/042 | 2024-05-31
INN | ENG | P-11424-00 | Selang Festo Pun-H-12x2 Blue 2 x 50 m | 100 | 100 | 0 | pcs | MFH | OSD | SPR/05/24/043 | 2024-05-31
INN | ENG | P-19255-00 | Plastic Tubing PUN-H-14x2-BL; Festo; 570386; | 100 | 100 | 0 | pcs | MFH | OSD | SPR/05/24/043 | 2024-05-31
INN | ENG | P-12282-00 | FESTO - QS-12-10 Push in Connector p/n: 153040 | 10 | 10 | 0 | pcs | MFH | OSD | SPR/05/24/043 | 2024-05-31
INN | ENG | O-13501-00 | Pneumatic Fitting - QST 12 FESTO P/N : - pc | 10 | 10 | 0 | pcs | MFH | OSD | SPR/05/24/044 | 2024-05-31
INN | ENG | P-11431-00 | Selang Festo Pun-H-8x1.25 mm Blue NR : 197385 | 100 | 100 | 0 | pcs | MFH | OSD | SPR/05/24/044 | 2024-05-31
INN | ENG | P-11422-00 | Selang Festo Pun-H-10x1.5 / Blue NR : 197386 | 100 | 100 | 0 | pcs | MFH | OSD | SPR/05/24/044 | 2024-05-31
INN | ENG | P-52903-00 | Vacuum Pump LiquidRing 1,1kW 1,5HP; ROTOR; CDF 120-0; | 1 | 1 | 0 | pcs | MFH | Autoclave | SPR/05/24/045 | 2024-05-31
INN | ENG | P-52662-00 | Temperature Controller - TK4S- 14SN 100-240 VAC AUTONICS; ; ; | 4 | 4 | 0 | pcs | MFH | Drylab | SPR/05/24/045 | 2024-05-31
ANO | ENG | O-53011-00 | Timer Digital LE8B-BF; Autonics; A01761; | 14 | 14 | 0 | pcs | MFH | Passbox | SPR/05/24/046 | 2024-05-31
MOB | ENG | P-51736-00 | Kabel UTP isi 8 Cat 5e merk BELDEN; ; ; | 1 | 1 | 0 | pcs | MFH | Building | SPR/05/24/047 | 2024-05-31
INN | ENG | O-19073-00 | cRABS Z064CR - Vibrating Screen 15 Micron (570x900mm) x (610x935mm) + Frame 3mm Material: SS316; ; ; | 1 | 1 | 0 | pcs | MFH | cRABS | SPR/05/24/048 | 2024-05-31
INN | ENG | O-19076-00 | cRABS Z064CR - Vibrating Screen 15 Micron (510x725mm) x (540x770mm) + Frame 3mm Material: SS316; ; ; | 1 | 1 | 0 | pcs | MFH | cRABS | SPR/05/24/048 | 2024-05-31
INN | ENG | O-19075-00 | cRABS Z064CR - Vibrating Screen 15 Micron (645x565mm) x (610x670mm) + Frame 3mm Material: SS316; ; ; | 1 | 1 | 0 | pcs | MFH | cRABS | SPR/05/24/048 | 2024-05-31
INN | ENG | O-19074-00 | cRABS Z064CR - Vibrating Screen 15 Micron (520x570mm) x (615x555mm) + Frame 3mm Material: SS316; ; ; | 1 | 1 | 0 | pcs | MFH | cRABS | SPR/05/24/049 | 2024-05-31
INN | ENG | O-19072-00 | cRABS Z064CR - Vibrating Screen 15 Micron (905x570mm) x (935x615mm) + Frame 3mm Material: SS316; ; ; | 1 | 1 | 0 | pcs | MFH | cRABS | SPR/05/24/049 | 2024-05-31
AAA | ENG | O-54005-00 | LAMPU UV 15 WATT, OSRAM - Sesuai gambar pada Attachment | 1 | 1 | 0 | pcs | MFH | Passbox | SPR/05/24/050 | 2024-05-31
SFH | ENG | P-51560-00 | Lampu T5 28watt Putih; Phillips; ; | 3 | 3 | 0 | pcs | MFH | Building | SPR/05/24/051 | 2024-05-31
SFH | ENG | P-51559-00 | Lampu T5 14watt Putih; Phillips; ; | 4 | 4 | 0 | pcs | MFH | Building | SPR/05/24/051 | 2024-05-31
INN | ENG | O-17842-00 | Membrane Diaphragm Valve EPDM DN 25 p/n: 600 25M 17 Gemu; ; ; | 1 | 1 | 0 | pcs | MFH | SND | SPR/06/24/001 | 2024-06-29
ANO | ENG | Q-60503-00 | Silicone Sealant, Silglaze, Type N10 Grey, pack size per pcs | 2 | 2 | 0 | pcs | MFH | Washing | SPR/06/24/002 | 2024-06-29
ANO | ENG | S-40011-00 | Battery Lithium 3,6 V LS 14250, Shaft | 1 | 1 | 0 | pcs | MFH | HC | SPR/06/24/002 | 2024-06-29
MRN | ENG | - | Tee PVC 2x1 Inch | 1 | 1 | 0 | pcs | MFH | Cooling Water | SPR/06/24/003 | 2024-06-29
MRN | ENG | P-13384-00 | Sok Drat Luar 2" Pvc Rucika | 2 | 2 | 0 | pcs | MFH | Cooling Water | SPR/06/24/003 | 2024-06-29
TKA | ENG | T-20123-00 | Acquity PDA/TUV 2489/2998 Perf | 2 | 2 | 0 | pcs | MFH | HPLC | SPR/06/24/004 | 2024-06-29
MOB | ENG | P-14424-00 | Garam Kutreat RGN-9800F; ; ; 25Kg/zak | 25 | 25 | 0 | pcs | MFH | PWG | SPR/06/24/005 | 2024-06-29
MOB | ENG | O-13508-00 | Pneumatic Fitting - QS 8-6 FESTO P/N : - pc | 2 | 2 | 0 | pcs | MFH | - | SPR/06/24/006 | 2024-06-29
MOB | ENG | P-12306-00 | FESTO - QST-8 push in t- connection p/n 153130 | 1 | 1 | 0 | pcs | MFH | - | SPR/06/24/006 | 2024-06-29
RIA | ENG | P-12764-00 | Silicone gasket for ferrule dia 1/2inch Taiwan | 2 | 2 | 0 | pcs | MFH | OSD | SPR/06/24/007 | 2024-06-29
RIA | ENG | O-54014-00 | STEKER 1 PHASE, BROCO | 1 | 1 | 0 | pcs | MFH | OSD | SPR/06/24/007 | 2024-06-29
ANO | ENG | O-16647-00 | Washing RAR4 - Oring Silicone Merah 23x18x2.5 mm; ; ; | 10 | 10 | 0 | pcs | MFH | Capping | SPR/06/24/008 | 2024-06-29
ANO | ENG | P-12305-00 | FESTO - QST-6 Push in t-connection p/n 153129 | 1 | 1 | 0 | pcs | MFH | Tabletting | SPR/06/24/008 | 2024-06-29
ANO | ENG | P-13389-00 | Scotch Brite 3M; ; ; | 1 | 1 | 0 | pcs | MFH | - | SPR/06/24/008 | 2024-06-29
MOB | ENG | P-51889-00 | Autonics - Power Supply SPA-050-24VDC; ; ; | 1 | 1 | 0 | pcs | MFH | Mixing | SPR/06/24/009 | 2024-06-29
MBN | PRO | Q-10249-00 | Lem Power Glue; ; ; | 3 | 3 | 0 | pcs | MFH | OSD | SPR/06/24/010 | 2024-06-29
MBN | PRO | Q-60026-00 | Kuas 2" Eterna | 1 | 1 | 0 | pcs | MFH | OSD | SPR/06/24/010 | 2024-06-29
RIA | ENG | Q-60026-00 | Kuas 2" Eterna | 1 | 1 | 0 | pcs | MFH | OSD | SPR/06/24/011 | 2024-06-29
RIA | ENG | S-11816-00 | Cable Ties Nylon reusable (Colour Black) Lenght 20cm; ; ; | 1 | 1 | 0 | pcs | MFH | OSD | SPR/06/24/011 | 2024-06-29
MOB | ENG | P-15862-00 | PAPER RECORD YOKOGAWA; FOLDING CHART B9565AW | 1 | 1 | 0 | pcs | MFH | WFI SKID | SPR/06/24/012 | 2024-06-29
MOB | ENG | P-51736-00 | Kabel UTP isi 8 Cat 5e merk BELDEN | 1 | 1 | 0 | pcs | MFH | OSD | SPR/06/24/012 | 2024-06-29
MOB | ENG | O-54013-00 | SOCKET RJ 45 CAT 5 | 2 | 2 | 0 | pcs | MFH | OSD | SPR/06/24/012 | 2024-06-29
SFH | ENG | P-51560-00 | Lampu T5 28watt Putih; Phillips; ; | 6 | 6 | 0 | pcs | MFH | Building | SPR/06/24/013 | 2024-06-29
SFH | ENG | P-51559-00 | Lampu T5 14watt Putih; Phillips; ; | 5 | 5 | 0 | pcs | MFH | Building | SPR/06/24/014 | 2024-06-29
SFH | ENG | Q-60026-00 | Kuas 2" Eterna | 1 | 1 | 0 | pcs | MFH | - | SPR/06/24/014 | 2024-06-29
SFH | ENG | P-53169-00 | Ballast Electronic EB-C 228 TL5, 2x28W; Phillips; ; | 1 | 1 | 0 | pcs | MFH | Building | SPR/06/24/015 | 2024-06-29
INS | PRO | P-12261-00 | FESTO - Push In Connector QS-6 p/n 153032 | 1 | 1 | 0 | pcs | MFH | OSD | SPR/06/24/016 | 2024-06-29
MOB | ENG | Q-60025-00 | Kuas Eterna 1 | 1 | 1 | 0 | pcs | MFH | - | SPR/06/24/017 | 2024-06-29
MRN | ENG | Q-60025-00 | Kuas Eterna 1 | 4 | 4 | 0 | pcs | MFH | Building | SPR/06/24/018 | 2024-06-29
MAP | ENG | T-80373-00 | Plakband Bening 2 inch | 1 | 1 | 0 | pcs | MFH | - | SPR/06/24/019 | 2024-06-29
MAP | ENG | Q-60502-00 | Silicone Sealant, Silglaze, Type N10 White, pack size per pcs | 1 | 1 | 0 | pcs | MFH | - | SPR/06/24/019 | 2024-06-29
TAA | PRO | P-17645-00 | Sodium Hiphoclorite; ; ; ltr | 25 | 25 | 0 | Liter | MFH | - | SPR/06/24/020 | 2024-06-29
AAA | ENG | Q-10249-00 | Lem Power Glue; ; ; | 1 | 1 | 0 | pcs | MFH | - | SPR/06/24/021 | 2024-06-29
AAA | ENG | P-53214-00 | Epoxy Adhesive DEXTONE | 1 | 1 | 0 | pcs | MFH | - | SPR/06/24/021 | 2024-06-29
MOB | ENG | O-15931-00 | Double Tape 3M 1" Merah - P/N : - pc | 1 | 1 | 0 | pcs | MFH | Building | SPR/06/24/022 | 2024-06-29
MRN | ENG | P-51889-00 | Autonics - Power Supply SPA-050-24VDC; ; ; | 1 | 1 | 0 | pcs | MFH | - | SPR/06/24/023 | 2024-06-29
ROS | ENG | P-13383-00 | Silicone Sealant High Temp Red; ; ; | 1 | 1 | 0 | pcs | MFH | - | SPR/06/24/024 | 2024-06-29
RoS | ENG | P-11694-00 | Mata Gerinda 4" | 1 | 1 | 0 | pcs | MFH | - | SPR/06/24/024 | 2024-06-29
ROS | ENG | P-14379-00 | Gasket 3/4" /EPDM; ; ; | 1 | 1 | 0 | pcs | MFH | Coating | SPR/06/24/025 | 2024-06-29
NDS | ENG | O-19431-00 | Baut SS L M8 x 30 mm + Mur + Ring; ; ;; ; ;; ; ; | 12 | 12 | 0 | pcs | MFH | GEA | SPR/06/24/026 | 2024-06-29
NDS | ENG | - | Baur SS L M8 x 50 mm + Mur + Ring | 20 | 20 | 0 | pcs | MFH | GEA | SPR/06/24/026 | 2024-06-29
MRN | ENG | P-12433-00 | Isolasi AC- Sansui | 2 | 2 | 0 | pcs | MFH | Building | SPR/06/24/027 | 2024-06-29
MRN | ENG | P-13389-00 | Scotch Brite 3M; ; ; | 4 | 4 | 0 | pcs | MFH | Water System | SPR/06/24/028 | 2024-06-29
MRN | ENG | P-17830-00 | Cleaner Stainless Stell & Polish | 2 | 2 | 0 | pcs | MFH | Water System | SPR/06/24/028 | 2024-06-29
ANM | PRO | P-17830-00 | Cleaner Stainless Stell & Polish | 1 | 1 | 0 | pcs | MFH | - | SPR/06/24/029 | 2024-06-29
ANM | PRO | P-13389-00 | Scotch Brite 3M; ; ; | 2 | 2 | 0 | pcs | MFH | - | SPR/06/24/029 | 2024-06-29
ROS | ENG | P-11991-00 | Cabble Ties 200L | 1 | 1 | 0 | pcs | MFH | Coating | SPR/06/24/030 | 2024-06-29
MOB | ENG | P-11404-00 | Seal Ferrule Teflon 1 1/2" | 2 | 2 | 0 | pcs | MFH | WFI SKID | SPR/06/24/031 | 2024-06-29
MOB | ENG | O-19347-00 | HEPA filter minipleat, size: 1220X610X93 H13; ; ; | 4 | 4 | 0 | pcs | MFH | AHU | SPR/07/24/001 | 2024-07-10
AAA | ENG | O-52224-00 | Tunnel ST1L - Fuse Keramik 22x58 40A 200kA; ; ; | 4 | 1 | 0 | pcs | MFH | Tunnel | SPR/07/24/002 | 2024-07-10
KAA | ENG | P-15851-00 | AMPLAS EAGLE 100 | 7 | 1 | 0 | pcs | MFH | PWG | SPR/07/24/003 | 2024-07-10
RMA | QAS | O-15931-00 | Double Tape 3M 1" Merah - P/N : - pc | 2 | 1 | 0 | pcs | MFH | - | SPR/07/24/004 | 2024-07-10
SFH | ENG | Q-60503-00 | Silicone Sealant, Silglaze, Type N10 Grey, pack size per pcs | 1 | 1 | 0 | pcs | MFH | Building | SPR/07/24/005 | 2024-07-10
RPA | PRO | O-15931-00 | Double Tape 3M 1" Merah - P/N : - pc | 2 | 1 | 0 | pcs | MFH | Building | SPR/07/24/006 | 2024-07-10
RPA | PRO | T-80038-00 | Batterai Size AAA | 2 | 2 | 0 | pcs | MFH | Packhall | SPR/07/24/006 | 2024-07-10
MOB | ENG | Q-10946-00 | Silicone Sealant N10 Light Grey | 3 | 1 | 0 | pcs | MFH | Building | SPR/07/24/007 | 2024-07-10
ANO | ENG | P-11990-00 | Cable ties CS 100L | 3 | 1 | 0 | pcs | MFH | OSD | SPR/07/24/008 | 2024-07-10
MOB | ENG | O-12735-00 | Tubing Polyurethane TU0604 Clear; SMC; Part No. X3; roll | 2 | 2 | 0 | pcs | MFH | PWG | SPR/07/24/009 | 2024-07-10
ANO | ENG | P-15851-00 | AMPLAS EAGLE 100 | 8 | 1 | 0 | pcs | MFH | OSD | SPR/07/24/010 | 2024-07-10
ANO | ENG | P-50263-00 | Gland Cable | 5 | 2 | 0 | pcs | MFH | OSD | SPR/07/24/011 | 2024-07-10
ANO | ENG | P-51027-00 | Isolasi Kabel SCOTCH super 33+ size: 19 mmx20x0.177 mm ( vinyl electric tape ) Black 3M | 4 | 1 | 0 | pcs | MFH | OSD | SPR/07/24/011 | 2024-07-10
SFH | ENG | P-13389-00 | Scotch Brite 3M; ; ; | 13 | 1 | 0 | pcs | MFH | Building | SPR/07/24/012 | 2024-07-10
ROS | ENG | O-19255-00 | Spring Tekan SS304 ID 10mm, OD 16mm, Tebal 3mm, Panjang 71.35mm; ; ; | 10 | 4 | 0 | pcs | MFH | Lab | SPR/07/24/013 | 2024-07-10
ROS | ENG | P-53173-00 | Ballast Electronic EB-C 214 TL5, 2x14W; Phillips; ; | 1 | 1 | 0 | pcs | MFH | Building | SPR/07/24/013 | 2024-07-10
ROS | ENG | P-51559-00 | Lampu T5 14watt Putih; Phillips; ; | 10 | 10 | 0 | pcs | MFH | Building | SPR/07/24/014 | 2024-07-10
ROS | ENG | P-51560-00 | Lampu T5 28watt Putih; Phillips; ; | 29 | 10 | 0 | pcs | MFH | Building | SPR/07/24/014 | 2024-07-10
IRP | PRO | Q-10249-00 | Lem Power Glue | 4 | 1 | 0 | pcs | MFH | - | SPR/07/24/015 | 2024-07-10
MRN | ENG | P-14245-00 | Manual valve HE-2-QS-8 FESTO; ; ; | 3 | 1 | 0 | pcs | MFH | N2 | SPR/07/24/016 | 2024-07-10
MRN | ENG | P-53102-00 | Lampu PLC 13watt/E27 Putih; Phillips; ; | 16 | 2 | 0 | pcs | MFH | Building | SPR/07/24/016 | 2024-07-10
INN | ENG | P-51856-00 | Key Selector Switch S2KR-4CK2AM Autonics; ; ; | 1 | 1 | 0 | Pcs | MFH | WFI Washbay | SPR/07/24/017 | 2024-07-10
INN | ENG | - | Regulator | 1 | 1 | 0 | Pcs | MFH | WFI Washbay | SPR/07/24/017 | 2024-07-10
ANO | ENG | P-19232-00 | Fitting QSL 3/8 x 12 mm; EMC; ; | 3 | 1 | 0 | pcs | MFH | OSD | SPR/07/24/018 | 2024-07-10
ANO | ENG | P-12306-00 | FESTO - QST-8 push in t- connection p/n 153130 | 3 | 2 | 0 | pcs | MFH | OSD | SPR/07/24/018 | 2024-07-10
INN | ENG | P-12305-00 | FESTO - QST-6 Push in t-connection p/n 153129 | 4 | 4 | 0 | pcs | MFH | WFI Washbay | SPR/07/24/019 | 2024-07-10
INN | ENG | P-12275-00 | FESTO - QS-1/4-6 Push-In fitting p/n 153003 | 6 | 6 | 0 | pcs | MFH | WFI Washbay | SPR/07/24/019 | 2024-07-10
INN | ENG | P-51889-00 | Autonics - Power Supply SPA-050-24VDC; ; ; | 2 | 1 | 0 | pcs | MFH | WFI Washbay | SPR/07/24/019 | 2024-07-10
ANO | ENG | P-11991-00 | Cabble Ties 200L | 7 | 1 | 0 | pcs | MFH | WFI Washbay | SPR/07/24/020 | 2024-07-10
ANO | ENG | P-11990-00 | Cable ties CS 100L | 3 | 1 | 0 | pcs | MFH | WFI Washbay | SPR/07/24/020 | 2024-07-10
ANO | ENG | Q-70069-00 | Dynabolt Beton M10x70; M10; M10x70; | 30 | 15 | 0 | pcs | MFH | OSD | SPR/07/24/021 | 2024-07-10
ANO | ENG | P-12281-00 | FESTO - QS-10-8 Push In Connector p/n 153039 | 5 | 5 | 0 | pcs | MFH | OSD | SPR/07/24/021 | 2024-07-10
MRN | ENG | - | Kapasitor 40u | 1 | 1 | 0 | pcs | MFH | AC | SPR/07/24/022 | 2024-07-10
ROS | ENG | O-13508-00 | Pneumatic Fitting - QS 8-6 FESTO P/N : - pc | 2 | 2 | 0 | pcs | MFH | OSD | SPR/07/24/023 | 2024-07-10
ROS | ENG | P-12281-00 | FESTO - QS-10-8 Push In Connector p/n 153039 | 1 | 1 | 0 | pcs | MFH | OSD | SPR/07/24/023 | 2024-07-10
INN | ENG | O-16032-00 | Sleeves M200/90 Y 550 E4 Bt5/5 BJ;001643;Material : CSM; Shape : 200/90; Thickness (mm) : 4/10; Leng; ; ; | 5 | 3 | 0 | pcs | MFH | cRABS | SPR/07/24/024 | 2024-07-10
MFH | ENG | Q-10249-00 | Lem Power Glue | 3 | 1 | 0 | pcs | MFH | Building | SPR/07/24/025 | 2024-07-10
MFH | ENG | P-18466-00 | Door Stickers T30A; upgraded type; ; ; | 4 | 4 | 0 | pcs | MFH | Building | SPR/07/24/025 | 2024-07-10
AAA | ENG | T-20201-00 | ASSY,SOLVENT FILTER., Waters, Part No. WAT025531 | 4 | 4 | 0 | pcs | MFH | HPLC | SPR/07/24/026 | 2024-07-10
AAA | ENG | O-52882-00 | Video Jet - Sensor C2DM-11N | 1 | 1 | 0 | pcs | MFH | EDM | SPR/07/24/026 | 2024-07-10
ANO | ENG | P-11991-00 | Cabble Ties 200L | 1 | 1 | 0 | pcs | MFH | OSD | SPR/07/24/027 | 2024-07-10
ANO | ENG | P-11990-00 | Cable ties CS 100L | 1 | 1 | 0 | pcs | MFH | OSD | SPR/07/24/027 | 2024-07-10
DAH | ENG | P-17645-00 | Sodium Hiphoclorite; ; ; ltr | 30 | 30 | 0 | pcs | MFH | Lab | SPR/07/24/028 | 2024-07-10
INN | ENG | O-16647-00 | Washing RAR4 - Oring Silicone Merah 23x18x2.5 mm; ; ; | 20 | 20 | 0 | pcs | MFH | Capping | SPR/07/24/029 | 2024-07-10
INN | ENG | P-11356-00 | Roda Trolly ABUS 4" ( 100 x 27 ) Without Breake | 2 | 2 | 0 | pcs | MFH | Autoclave | SPR/07/24/029 | 2024-07-10
AAA | ENG | P-11990-00 | Cable ties CS 100L | 1 | 1 | 0 | pcs | MFH | - | SPR/07/24/030 | 2024-07-10
AAA | ENG | S-40011-00 | Battery Lithium 3,6 V LS 14250, Shaft | 2 | 2 | 0 | pcs | MFH | WIHC | SPR/07/24/030 | 2024-07-10
INN | ENG | O-52530-00 | Sensor PH Meter Type : InPro3250/120/PT1000 PN. 52002548; Mettler-Toledo; ; | 1 | 1 | 0 | pcs | MFH | Mixing | SPR/07/24/031 | 2024-07-10
BFN | PRO | P-12261-00 | FESTO - Push In Connector QS-6 p/n 153032 | 1 | 1 | 0 | pcs | MFH | OSD | SPR/07/24/032 | 2024-07-10
BFN | PRO | O-12735-00 | Tubing Polyurethane TU0604 Clear; SMC; Part No. X3; roll | 50 | 50 | 0 | Meter | MFH | OSD | SPR/07/24/032 | 2024-07-10
BFN | PRO | P-14519-00 | Baut Hexagonal SS M8x30mm+Mur+Ring; ; ; | 30 | 5 | 0 | pcs | MFH | OSD | SPR/07/24/032 | 2024-07-10
NDS | ENG | O-15931-00 | Double Tape 3M 1" Merah - P/N : - pc | 2 | 1 | 0 | pcs | MFH | OSD | SPR/07/24/033 | 2024-07-10
NDS | ENG | Q-60003-00 | Plakband Kertas | 3 | 1 | 0 | pcs | MFH | OSD | SPR/07/24/033 | 2024-07-10
SFH | ENG | O-15931-00 | Double Tape 3M 1" Merah - P/N : - pc | 2 | 1 | 0 | pcs | MFH | Building | SPR/07/24/034 | 2024-07-10
SFH | ENG | Q-60003-00 | Plakband Kertas | 4 | 2 | 0 | pcs | MFH | Building | SPR/07/24/034 | 2024-07-10
SFH | ENG | P-52975-00 | Limit Switch; EWIG; E8108 IP65; ; ; | 5 | 2 | 0 | pcs | MFH | Building | SPR/07/24/034 | 2024-07-10
RMA | ENG | P-10945-00 | Insulation - Seal Tape onda | 40 | 1 | 0 | pcs | MFH | Building | SPR/07/24/035 | 2024-07-10
RMA | ENG | Q-60003-00 | Plakband Kertas | 5 | 1 | 0 | pcs | MFH | Building | SPR/07/24/035 | 2024-07-10
MBN | PRO | P-17645-00 | Sodium Hiphoclorite; ; ; ltr | 60 | 60 | 0 | pcs | MFH | - | SPR/07/24/036 | 2024-07-10
MOB | ENG | P-12261-00 | FESTO - Push In Connector QS-6 p/n 153032 | 2 | 2 | 0 | pcs | MFH | - | SPR/07/24/037 | 2024-07-10
MOB | ENG | P-12263-00 | FESTO - Push In Connector QS-8 p/n 153033 | 4 | 4 | 0 | pcs | MFH | - | SPR/07/24/037 | 2024-07-10
MOB | ENG | O-13508-00 | Pneumatic Fitting - QS 8-6 FESTO P/N : - pc | 2 | 2 | 0 | pcs | MFH | N2 Gen | SPR/07/24/038 | 2024-07-10
MOB | ENG | - | QS 8 ke drat 14mm | 2 | 2 | 0 | pcs | MFH | N2 Gen | SPR/07/24/038 | 2024-07-10
INN | ENG | O-16033-00 | Isolator Gloves E10330 Y 7 E4 4; 000156; Material : CSM; Shape : E10; Size : 7; Thickness (mm) : 4/1; ; ; | 5 | 5 | 0 | pcs | MFH | cRABS | SPR/07/24/039 | 2024-07-10
INN | ENG | O-16032-00 | Sleeves M200/90 Y 550 E4 Bt5/5 BJ;001643;Material : CSM; Shape : 200/90; Thickness (mm) : 4/10; Leng; ; ; | 2 | 2 | 0 | pcs | MFH | cRABS | SPR/27/24/039 | 2024-07-10
INN | ENG | Q-60003-00 | Plakband Kertas | 3 | 1 | 0 | pcs | MFH | SnD | SPR/07/24/039 | 2024-07-10
INN | ENG | P-18788-00 | Baut SS Hexagon SS M6x55mm + Mur; ; ; | 30 | 5 | 0 | pcs | MFH | OSD | SPR/07/24/040 | 2024-07-10
ROS | ENG | O-54116-00 | Fiber Reflective - | 1 | 1 | 0 | pcs | MFH | Labelling | SPR/08/24/001 | 2024-08-30
ROS | ENG | O-54116-00 | Fiber Reflective - | 1 | 1 | 0 | pcs | MFH | Labelling | SPR/08/24/001 | 2024-08-30
ROS | ENG | P-11991-00 | Cabble Ties 200L | 2 | 1 | 0 | pcs | MFH | - | SPR/08/24/001 | 2024-08-30
ANO | ENG | P-19232-00 | Fitting QSL 3/8 x 12 mm; EMC; ; | 1 | 1 | 0 | pcs | MFH | - | SPR/08/24/002 | 2024-08-30
RMA | ENG | P-15852-00 | AMPLAS EAGLE 500 | 1 | 1 | 0 | pcs | MFH | N2 Gen | SPR/08/24/003 | 2024-08-30
RMA | ENG | P-18556-00 | Baut L SS 304 Uk. M3 x 10 mm | 11 | 1 | 0 | pcs | MFH | N2 Gen | SPR/08/24/003 | 2024-08-30
RMA | ENG | P-10945-00 | Insulation - Seal Tape onda | 1 | 1 | 0 | pcs | MFH | N2 Gen | SPR/08/24/003 | 2024-08-30
INN | ENG | O-16731-00 | Autoclave Fedegari FVA2/A1 NB2963AT - KIT Ricambi Valv. DN10 ON-OFF FEDEGARI ASIA PTE LTD P/N : KK000301 pc | 3 | 1 | 0 | pcs | MFH | Autoclave | SPR/08/24/004 | 2024-08-30
INN | ENG | O-16732-00 | Autoclave Fedegari FVA2/A1 NB2963AT - KIT Ricambi Valv. DN10 ON-OFF FEDEGARI ASIA PTE LTD P/N : KS000025 pc | 1 | 1 | 0 | pcs | MFH | Autoclave | SPR/08/24/004 | 2024-08-30
ANO | ENG | - | Clamp Ferrule 2 Inch | 2 | 2 | 0 | pcs | MFH | - | SPR/08/24/005 | 2024-08-30
ROS | ENG | P-11991-00 | Cabble Ties 200L | 5 | 1 | 0 | pcs | MFH | BOD | SPR/08/24/006 | 2024-08-30
ROS | ENG | P-11356-00 | Roda Trolly ABUS 4" ( 100 x 27 ) Without Breake | 1 | 2 | 0 | pcs | MFH | BOD | SPR/08/24/006 | 2024-08-30
ROS | ENG | P-51559-00 | Lampu T5 14watt Putih; Phillips; ; | 1 | 1 | 0 | pcs | MFH | BOD | SPR/08/24/006 | 2024-08-30
ROS | ENG | O-54015-00 | STOP KONTAK LUBANG 4, BROCO | 2 | 1 | 0 | pcs | MFH | Building | SPR/08/24/007 | 2024-08-30
ROS | ENG | O-54014-00 | STEKER 1 PHASE, BROCO | 3 | 1 | 0 | pcs | MFH | Building | SPR/08/24/007 | 2024-08-30
ROS | ENG | O-15931-00 | Double Tape 3M 1" Merah - P/N : - pc | 2 | 1 | 0 | pcs | MFH | Building | SPR/08/24/007 | 2024-08-30
RMA | ENG | P-13383-00 | Silicone Sealant High Temp Red; ; ; | 3 | 1 | 0 | pcs | MFH | - | SPR/08/24/008 | 2024-08-30
RMA | ENG | P-10945-00 | Insulation - Seal Tape onda | 2 | 2 | 0 | pcs | MFH | N2 Gen | SPR/08/24/009 | 2024-08-30
SFH | ENG | P-17645-00 | Sodium Hiphoclorite; ; ; ltr | 90 | 90 | 0 | pcs | MFH | Building | SPR/08/24/010 | 2024-08-30
SFH | ENG | P-10945-00 | Insulation - Seal Tape onda | 2 | 2 | 0 | pcs | MFH | Building | SPR/08/24/010 | 2024-08-30
SFH | ENG | P-50505-00 | Saklar Seri / 250 V / Clipsal | 4 | 1 | 0 | pcs | MFH | Building | SPR/08/24/011 | 2024-08-30
SFH | ENG | P-51560-00 | Lampu T5 28watt Putih; Phillips; ; | 15 | 4 | 0 | pcs | MFH | Building | SPR/08/24/011 | 2024-08-30
SFH | ENG | P-51559-00 | Lampu T5 14watt Putih; Phillips; ; | 5 | 5 | 0 | pcs | MFH | Building | SPR/08/24/011 | 2024-08-30
SFH | ENG | P-10945-00 | Insulation - Seal Tape onda | 10 | 10 | 0 | pcs | MFH | N2 Gen | SPR/08/24/012 | 2024-08-30
SFH | ENG | O-54014-00 | STEKER 1 PHASE, BROCO | 3 | 1 | 0 | pcs | MFH | Building | SPR/08/24/013 | 2024-08-30
KPR | QAS | O-14594-00 | Kit, membrane ozone 6510 | 1 | 1 | 0 | pcs | MFH | PW SKID | SPR/08/24/014 | 2024-08-30
ROS | ENG | O-54015-00 | STOP KONTAK LUBANG 4, BROCO | 3 | 1 | 0 | pcs | MFH | - | SPR/08/24/015 | 2024-08-30
ROS | ENG | O-54014-00 | STEKER 1 PHASE, BROCO | 3 | 1 | 0 | pcs | MFH | - | SPR/08/24/015 | 2024-08-30
ROS | ENG | O-15931-00 | Double Tape 3M 1" Merah - P/N : - pc | 2 | 1 | 0 | pcs | MFH | - | SPR/08/24/015 | 2024-08-30
MRN | ENG | O-15489-00 | SPA 1120 Brand : Optibelt / Bando Merah; Optibelt; ; | 2 | 1 | 0 | pcs | MFH | Exhaust | SPR/08/24/015 | 2024-08-30
KPR | QAS | P-14999-00 | Room Press. Monitoring, P/N. 547-103A; ; ; | 1 | 1 | 0 | pcs | MFH | - | SPR/08/24/016 | 2024-08-30
KPR | QAS | P-14998-00 | Room Press. Monitoring, P/N. 547-104A; ; ; | 1 | 1 | 0 | pcs | MFH | - | SPR/08/24/016 | 2024-08-30
MOB | ENG | P-51785-00 | Lampu Phillips PHP LED; 710 7w E27 White 220-240v | 2 | 2 | 0 | pcs | MFH | AHU | SPR/08/24/017 | 2024-08-30
MOB | ENG | P-51785-00 | Lampu Phillips PHP LED; 710 7w E27 White 220-240v | 1 | 1 | 0 | pcs | MFH | AHU | SPR/08/24/017 | 2024-08-30
NDS | ENG | Q-60003-00 | Plakband Kertas | 25 | 3 | 0 | pcs | MFH | Capping | SPR/08/24/018 | 2024-08-30
NDS | ENG | Q-60503-00 | Silicone Sealant, Silglaze, Type N10 Grey, pack size per pcs | 1 | 1 | 0 | pcs | MFH | Capping | SPR/08/24/018 | 2024-08-30
MOB | ENG | P-51785-00 | Lampu Phillips PHP LED; 710 7w E27 White 220-240v | 3 | 3 | 0 | pcs | MFH | Building | SPR/08/24/019 | 2024-08-30
SHF | ENG | P-51559-00 | Lampu T5 14watt Putih; Phillips; ; | 8 | 8 | 0 | pcs | MFH | Building | SPR/08/24/020 | 2024-08-30
SHF | ENG | P-53102-00 | Lampu PLC 13watt/E27 Putih; Phillips; ; | 9 | 5 | 0 | pcs | MFH | Building | SPR/08/24/020 | 2024-08-30
BFN | PRO | P-17562-00 | SIGMA - Mounting Base 20x20mm; ; ; | 1 | 1 | 0 | pck | MFH | OSD | SPR/08/24/021 | 2024-08-30
NDS | ENG | P-11991-00 | Cabble Ties 200L | 6 | 2 | 0 | pck | MFH | Building | SPR/08/24/022 | 2024-08-30
ANO | ENG | P-11990-00 | Cable ties CS 100L | 1 | 1 | 0 | pck | MFH | Blistering | SPR/08/24/023 | 2024-08-30
ANO | ENG | O-15931-00 | Double Tape 3M 1" Merah - P/N : - pc | 2 | 1 | 0 | pcs | MFH | Blistering | SPR/08/24/023 | 2024-08-30
BFN | PRO | P-12282-00 | FESTO - QS-12-10 Push in Connector p/n: 153040 | 1 | 1 | 0 | pcs | MFH | Blistering | SPR/08/24/024 | 2024-08-30
BFN | PRO | P-11185-00 | Pneumatic Fitting - QS 8-6 / Festo | 5 | 1 | 0 | pcs | MFH | Blistering | SPR/08/24/024 | 2024-08-30
BFN | PRO | P-11431-00 | Selang Festo Pun-H-8x1.25 mm Blue NR : 197385 | 10 | 1 | 0 | Meter | MFH | Blistering | SPR/08/24/024 | 2024-08-30
BFN | PRO | P-11422-00 | Selang Festo Pun-H-10x1.5 / Blue NR : 197386 | 10 | 1 | 0 | Meter | MFH | Blistering | SPR/08/24/024 | 2024-08-30
MOB | ENG | P-15862-00 | PAPER RECORD YOKOGAWA; FOLDING CHART B9565AW | 3 | 1 | 0 | pcs | MFH | PW SKID | SPR/08/24/025 | 2024-08-30
RMA | ENG | P-10945-00 | Insulation - Seal Tape onda | 2 | 2 | 0 | pcs | MFH | N2 Gen | SPR/08/24/026 | 2024-08-30
MOB | ENG | P-52844-00 | Doshing Pump BT4B Merk Prominent; ; ; | 1 | 1 | 0 | unt | MFH | WWTP | SPR/08/24/027 | 2024-08-30
INN | ENG | O-53093-00 | FD S/N MBE1207 - Amplifier SE3AN21RS1603; Aron; ; | 1 | 1 | 0 | pcs | MFH | FD IMA | SPR/08/24/028 | 2024-08-30
INN | ENG | O-19982-00 | FD S/N MBE1207 - Directional Valve XDC3C03N1FS42; Aron; ; | 1 | 1 | 0 | pcs | MFH | FD IMA | SPR/08/24/028 | 2024-08-30
INN | ENG | O-16731-00 | Autoclave Fedegari FVA2/A1 NB2963AT - KIT Ricambi Valv. DN10 ON-OFF FEDEGARI ASIA PTE LTD P/N : KK000301 pc | 3 | 3 | 0 | pcs | MFH | Autoclave | SPR/08/24/029 | 2024-08-30
INN | ENG | O-16732-00 | Autoclave Fedegari FVA2/A1 NB2963AT - KIT Ricambi Valv. DN10 ON-OFF FEDEGARI ASIA PTE LTD P/N : KS000025 pc | 3 | 3 | 0 | pcs | MFH | Autoclave | SPR/08/24/029 | 2024-08-30
INN | ENG | O-19339-00 | Oring 2,5x6x11 mm, Material EPDM; ; ; | 2 | 2 | 0 | pcs | MFH | Autoclave | SPR/08/24/029 | 2024-08-30
INN | ENG | O-18124-00 | Mixing Tank Adam - USM T60 Impeller with 20mm Silicon Carbide, G10-012; ; ; | 1 | 1 | 0 | pcs | MFH | Mixing | SPR/08/24/030 | 2024-08-30
INN | ENG | O-54014-00 | STEKER 1 PHASE, BROCO | 6 | 2 | 0 | pcs | MFH | Lab | SPR/08/24/031 | 2024-08-30
INN | ENG | O-54015-00 | STOP KONTAK LUBANG 4, BROCO | 4 | 2 | 0 | pcs | MFH | Lab | SPR/08/24/031 | 2024-08-30
MOB | ENG | O-19346-00 | HEPA filter minipleat, size: 1220X610X93 H14; ; ; | 2 | 2 | 0 | pcs | MFH | AHU | SPR/08/24/032 | 2024-08-30
MOB | ENG | O-19388-00 | HEPA filter minipleat, size: 610X610X93 H14; Hencolin; ; | 13 | 13 | 0 | pcs | MFH | AHU | SPR/08/24/032 | 2024-08-30
MOB | ENG | O-19389-00 | HEPA filter minipleat, size: 610X305X93 H14; Hencolin; ; | 5 | 5 | 0 | pcs | MFH | AHU | SPR/08/24/032 | 2024-08-30
SFH | ENG | Q-10128-00 | Thinner Super End/Impala @ 1 Liter | 5 | 3 | 0 | pcs | MFH | Building | SPR/08/24/033 | 2024-08-30
SFH | ENG | P-11694-00 | Mata Gerinda 4" | 1 | 1 | 0 | pcs | MFH | Building | SPR/08/24/033 | 2024-08-30
SFH | ENG | P-53173-00 | Ballast Electronic EB-C 214 TL5, 2x14W; Phillips; ; | 1 | 1 | 0 | pcs | MFH | Building | SPR/08/24/033 | 2024-08-30
SFH | ENG | Q-10153-00 | Roller cat 110mm | 1 | 1 | 0 | pcs | MFH | - | SPR/08/24/034 | 2024-08-30
INS | PRO | O-16033-00 | Isolator Gloves E10330 Y 7 E4 4; 000156; Material : CSM; Shape : E10; Size : 7; Thickness (mm) : 4/1; ; ; | 12 | 12 | 0 | pcs | MFH | OSD | SPR/08/24/035 | 2024-08-30
INS | PRO | O-16032-00 | Sleeves M200/90 Y 550 E4 Bt5/5 BJ;001643;Material : CSM; Shape : 200/90; Thickness (mm) : 4/10; Leng; ; ; | 10 | 10 | 0 | pcs | MFH | OSD | SPR/08/24/035 | 2024-08-30
SFH | ENG | Q-10656-00 | Kuas Eterna 5 Inch; ; ; | 8 | 3 | 0 | pcs | MFH | Building | SPR/08/24/036 | 2024-08-30
SFH | ENG | Q-10153-00 | Roller cat 110mm | 4 | 4 | 0 | pcs | MFH | Building | SPR/08/24/036 | 2024-08-30
SFH | ENG | P-15852-00 | AMPLAS EAGLE 500 | 15 | 15 | 0 | pcs | MFH | Building | SPR/08/24/036 | 2024-08-30
SFH | ENG | Q-60036-00 | Cat F-Talit KF-611 / Hellay Grey / 115-611 @ 1 KG | 4 | 4 | 0 | pcs | MFH | Building | SPR/08/24/037 | 2024-08-30
SFH | ENG | Q-10128-00 | Thinner Super End/Impala @ 1 Liter | 6 | 3 | 0 | pcs | MFH | Building | SPR/08/24/037 | 2024-08-30
SFH | ENG | Q-60025-00 | Kuas Eterna 1 | 1 | 1 | 0 | pcs | MFH | Building | SPR/08/24/037 | 2024-08-30
SFH | ENG | Q-10153-00 | Roller cat 110mm | 1 | 1 | 0 | pcs | MFH | Building | SPR/08/24/038 | 2024-08-30
SFH | ENG | P-15852-00 | AMPLAS EAGLE 500 | 4 | 4 | 0 | pcs | MFH | Building | SPR/08/24/038 | 2024-08-30
MRN | ENG | P-19255-00 | Plastic Tubing PUN-H-14x2-BL; Festo; 570386; | 10 | 3 | 0 | pcs | MFH | - | SPR/08/24/039 | 2024-08-30
AAA | ENG | O-17988-00 | Cam Follow (Idle Pin); INA; KR16-X-PP-A; pc | 10 | 10 | 0 | pcs | MFH | Capping | SPR/08/24/040 | 2024-08-30
AAA | ENG | O-19810-00 | Freeze Dryer MBE1207 - Gasket Teflon Uk. 45x41x1.5; Custom; ; | 1 | 1 | 0 | pcs | MFH | FD IMA | SPR/08/24/040 | 2024-08-30
AAA | ENG | O-19901-00 | Freeze Dryer MBE1207 - New Seat Valve Dia 36x22x7; Custom; ; | 2 | 2 | 0 | pcs | MFH | FD IMA | SPR/08/24/040 | 2024-08-30
RSP | PRO | O-17732-00 | Dry Fog - O-ring P4 MULTITRADE GOLDEN SYNERGY, PT P/N : 43100-082 pc | 1 | 1 | 0 | pcs | MFH | Filling | SPR/08/24/041 | 2024-08-30
RSP | PRO | O-17730-00 | Dry Fog - Inner Gasket; P/N. 43100-106; ; ; | 4 | 4 | 0 | pcs | MFH | Filling | SPR/08/24/041 | 2024-08-30
RSP | PRO | O-17729-00 | Dry Fog - Stainless steel way adapter (new type) MULTITRADE GOLDEN SYNERGY, PT P/N : 47049-234S pc | 1 | 1 | 0 | pcs | MFH | Filling | SPR/08/24/041 | 2024-08-30
ROS | ENG | P-11424-00 | Selang Festo Pun-H-12x2 Blue 2 x 50 m | 100 | 100 | 0 | Meter | MFH | OSD | SPR/08/24/042 | 2024-08-30
ROS | ENG | O-18356-00 | Pipa Ornamen 2.5 Inch; ; ;; ; ; | 12 | 12 | 0 | Meter | MFH | OSD | SPR/08/24/042 | 2024-08-30
ROS | ENG | O-19779-00 | Part Tunnel Qualifikasi Uk. 735x 450x 245, Material SUS 304; Custom; ; | 1 | 1 | 0 | pcs | MFH | Tunnel | SPR/08/24/042 | 2024-08-30
SFH | ENG | Q-60401-00 | Handle Pintu Bulat, Elbow Press Lock; Meroni; N13NE TB127; | 4 | 4 | 0 | pcs | MFH | Building | SPR/08/24/043 | 2024-08-30
SFH | ENG | P-19029-00 | Washable G4 Avg arrestance : 94%. Rec. Final resistance: 250 Pa. Size: 12" x 24" x 2"; IAF; ; pcs | 10 | 10 | 0 | pcs | MFH | AHU | SPR/08/24/043 | 2024-08-30
SFH | ENG | P-19028-00 | Washable G4 Avg arrestance : 94%. Rec. Final resistance: 250 Pa. Size: 24" x 24" x 2"; IAF; ; pcs | 15 | 15 | 0 | pcs | MFH | AHU | SPR/08/24/043 | 2024-08-30
SFH | ENG | P-13732-00 | Pressure Reducing Valve Flange End PN16 DN40; ; ; | 1 | 1 | 0 | pcs | MFH | PW | SPR/08/24/044 | 2024-08-30
AAA | ENG | O-54168-00 | Connector Cable CID408-5; Autonics; H7950000607; | 1 | 1 | 0 | pcs | MFH | Washing | SPR/08/24/045 | 2024-08-30
AAA | ENG | O-54167-00 | Connector Cable CLD408-5; Autonics; H7950000609; | 1 | 1 | 0 | pcs | MFH | Washing | SPR/08/24/045 | 2024-08-30
MAP | ENG | P-11990-00 | Cable ties CS 100L | 2 | 1 | 0 | pcs | MFH | Office | SPR/09/24/001 | 2024-09-30
MOB | ENG | P-12082-00 | Clamp selang ss dia 3/4inch ex TRIDON | 2 | 2 | 0 | pcs | MFH | - | SPR/09/24/002 | 2024-09-30
AAA | ENG | O-16033-00 | Isolator Gloves E10330 Y 7 E4 4; 000156; Material : CSM; Shape : E10; Size : 7; Thickness (mm) : 4/1; ; ; | 2 | 2 | 0 | pcs | MFH | cRABS | SPR/09/24/003 | 2024-09-30
AAA | ENG | O-16032-00 | Sleeves M200/90 Y 550 E4 Bt5/5 BJ;001643;Material : CSM; Shape : 200/90; Thickness (mm) : 4/10; Leng; ; ; | 4 | 2 | 0 | pcs | MFH | cRABS | SPR/09/24/003 | 2024-09-30
ABA | QAS | T-80109-00 | Cellotape Kertas 1 inch warna Putih | 1 | 1 | 0 | pcs | MFH | - | SPR/09/24/004 | 2024-09-30
ABA | QAS | S-46129-00 | Plastik Wrap Roll, Size 50 x 200 cm x 17 micron; no brand; ; pack size per roll | 1 | 1 | 0 | pcs | MFH | - | SPR/09/24/004 | 2024-09-30
MBN | PRO | P-17645-00 | Sodium Hiphoclorite; ; ; ltr | 60 | 60 | 0 | pcs | MFH | - | SPR/09/24/005 | 2024-09-30
SFH | ENG | P-18467-00 | Pass Box Stickers JZC-A Kecil | 1 | 1 | 0 | pcs | MFH | Building | SPR/09/24/006 | 2024-09-30
SFH | ENG | P-18466-00 | Door Stickers T30A; upgraded type; ; ; | 2 | 2 | 0 | pcs | MFH | Building | SPR/09/24/006 | 2024-09-30
INN | ENG | O-19785-00 | Roda Trolley Autoclave Uk. 152,2 x 30 mm; Custom; ; | 4 | 4 | 0 | pcs | MFH | Autoclave | SPR/09/24/007 | 2024-09-30
INN | ENG | O-19953-00 | Dudukan Cover Motor 243x320x550 mm, Mat SUS 304; Custom; ; | 1 | 1 | 0 | unt | MFH | Autoclave | SPR/09/24/007 | 2024-09-30
INN | ENG | O-17988-00 | Cam Follow (Idle Pin); INA; KR16-X-PP-A; pc | 10 | 10 | 0 | pcs | MFH | Capping | SPR/09/24/008 | 2024-09-30
INN | ENG | O-52530-00 | Sensor PH Meter Type : InPro3250/120/PT1000 PN. 52002548 | 1 | 1 | 0 | pcs | MFH | Mixing | SPR/09/24/009 | 2024-09-30
RSB | ENG | T-80037-00 | Batterai Size AA | 4 | 4 | 0 | pcs | MFH | Lab | SPR/09/24/010 | 2024-09-30
SFH | ENG | P-53102-00 | Lampu PLC 13watt/E27 Putih; Phillips; ; | 6 | 4 | 0 | pcs | MFH | Building | SPR/09/24/011 | 2024-09-30
SFH | ENG | P-51559-00 | Lampu T5 14watt Putih; Phillips; ; | 31 | 1 | 0 | pcs | MFH | Building | SPR/09/24/011 | 2024-09-30
RPA | PRO | P-18788-00 | Baut SS Hexagon SS M6x55mm + Mur; ; ; | 5 | 5 | 0 | pcs | MFH | - | SPR/09/24/012 | 2024-09-30
MOB | ENG | P-12433-00 | Isolasi AC- Sansui | 1 | 1 | 0 | pcs | MFH | - | SPR/09/24/013 | 2024-09-30
MLN | PRO | S-46129-00 | Plastik Wrap Roll, Size 50 x 200 cm x 17 micron; no brand; ; pack size per roll | 2 | 2 | 0 | pcs | MFH | Deep Freezer | SPR/09/24/014 | 2024-09-30
MRN | ENG | O-54015-00 | STOP KONTAK LUBANG 4, BROCO | 5 | 1 | 0 | pcs | MFH | UPS | SPR/09/24/015 | 2024-09-30
ROS | ENG | O-16033-00 | Isolator Gloves E10330 Y 7 E4 4; 000156; Material : CSM; Shape : E10; Size : 7; Thickness (mm) : 4/1; ; ; | 1 | 1 | 0 | pcs | MFH | cRABS | SPR/09/24/016 | 2024-09-30
ROS | ENG | P-10945-00 | Insulation - Seal Tape onda | 1 | 1 | 0 | pcs | MFH | CC | SPR/09/24/016 | 2024-09-30
MOB | ENG | P-12305-00 | FESTO - QST-6 Push in t-connection p/n 153129 | 1 | 1 | 0 | pcs | MFH | - | SPR/09/24/017 | 2024-09-30
MOB | ENG | Q-10249-00 | Lem Power Glue; ; ; | 1 | 1 | 0 | pcs | MFH | - | SPR/09/24/017 | 2024-09-30
MAP | ENG | P-11990-00 | Cable ties CS 100L | 2 | 1 | 0 | pcs | MFH | Office | SPR/09/24/018 | 2024-09-30
ANO | ENG | P-12281-00 | FESTO - QS-10-8 Push In Connector p/n 153039 | 1 | 1 | 0 | pcs | MFH | - | SPR/09/24/019 | 2024-09-30
ROS | ENG | P-53102-00 | Lampu PLC 13watt/E27 Putih; Phillips; ; | 5 | 2 | 0 | pcs | MFH | CC | SPR/09/24/020 | 2024-09-30
ROS | ENG | P-19255-00 | Plastic Tubing PUN-H-14x2-BL; Festo; 570386; | 10 | 5 | 0 | pcs | MFH | - | SPR/09/24/020 | 2024-09-30
ROS | ENG | P-10945-00 | Insulation - Seal Tape onda | 1 | 1 | 0 | pcs | MFH | Coating | SPR/09/24/020 | 2024-09-30
ANO | ENG | - | Kontaktor 24vdc | 1 | 1 | 0 | pcs | MFH | OSD | SPR/09/24/021 | 2024-09-30
ANO | ENG | O-54138-00 | Terminal Viking / Terminal Block Size 10 mm; Fort; ; | 4 | 4 | 0 | pcs | MFH | OSD | SPR/09/24/021 | 2024-09-30
ANO | ENG | P-14877-00 | Kabel NYYHY 3x2,5mm; ; ; | 100 | 100 | 0 | pcs | MFH | OSD | SPR/09/24/021 | 2024-09-30
SHF | ENG | O-54005-00 | LAMPU UV 15 WATT, OSRAM | 1 | 1 | 0 | pcs | MFH | - | SPR/09/24/022 | 2024-09-30
SHF | ENG | P-11991-00 | Cabble Ties 200L | 1 | 1 | 0 | pcs | MFH | - | SPR/09/24/022 | 2024-09-30
MRN | ENG | P-13650-00 | Manual Valve HE-2-QS-6; FESTO; ; | 1 | 1 | 0 | pcs | MFH | - | SPR/09/24/022 | 2024-09-30
MOB | ENG | P-53102-00 | Lampu PLC 13watt/E27 Putih; Phillips; ; | 7 | 4 | 0 | pcs | MFH | Building | SPR/09/24/023 | 2024-09-30
RMA | ENG | Q-10128-00 | Thinner Super End/Impala | 5 | 2 | 0 | can | MFH | WWTP | SPR/09/24/024 | 2024-09-30
AAA | ENG | T-20118-00 | FILTER INSERT ASSY; Waters; P/N WAT088084 | 2 | 2 | 0 | pcs | MFH | HPLC | SPR/09/24/025 | 2024-09-30
AAA | ENG | T-20055-00 | PerformancePlus Check Valve Cartridge | 1 | 1 | 0 | pack | MFH | HPLC | SPR/09/24/025 | 2024-09-30
AAA | ENG | T-20123-00 | Acquity PDA/TUV 2489/2998 Perf | 2 | 2 | 0 | pcs | MFH | HPLC | SPR/09/24/025 | 2024-09-30
SFH | ENG | P-51560-00 | Lampu T5 28watt Putih; Phillips; ; | 29 | 2 | 0 | pcs | MFH | Building | SPR/09/24/026 | 2024-09-30
SFH | ENG | Q-60502-00 | Silicone Sealant, Silglaze, Type N10 White, pack size per pcs | 1 | 1 | 0 | pcs | MFH | - | SPR/09/24/026 | 2024-09-30
SFH | ENG | P-53173-00 | Ballast Electronic EB-C 214 TL5, 2x14W; Phillips; ; | 6 | 2 | 0 | pcs | MFH | Building | SPR/09/24/026 | 2024-09-30
INS | PRO | Q-60501-00 | Silicone Sealant, Silglaze, Type N10 Clear, pack size per pcs | 1 | 1 | 0 | pcs | MFH | Building | SPR/09/24/027 | 2024-09-30
MOB | ENG | P-50140-00 | Battery UPS - Battery kering Merk YUASA 12V 9AH | 3 | 3 | 0 | pcs | MFH | UPS | SPR/09/24/028 | 2024-09-30
MOB | ENG | P-12305-00 | FESTO - QST-6 Push in t-connection p/n 153129 | 3 | 3 | 0 | pcs | MFH | N2 Gen | SPR/09/24/029 | 2024-09-30
AAA | ENG | O-53032-00 | Cable Temperature Sensor Silicone 1,5m PT1000 QAP2012.150 | 5 | 5 | 0 | pcs | MFH | CC | SPR/09/24/030 | 2024-09-30
MRN | ENG | P-18788-00 | Baut SS Hexagon SS M6x55mm + Mur; ; ; | 13 | 13 | 0 | pcs | MFH | - | SPR/09/24/031 | 2024-09-30
MRN | ENG | P-11165-00 | Pneumatic Fitting - QS 1/2-12 / PN : 153010 / Festo | 2 | 2 | 0 | pcs | MFH | FD IMA | SPR/09/24/031 | 2024-09-30
RIA | ENG | P-11991-00 | Cabble Ties 200L | 1 | 1 | 0 | pcs | MFH | Granulasi | SPR/09/24/032 | 2024-09-30
SFH | ENG | P-51559-00 | Lampu T5 14watt Putih; Phillips; ; | 27 | 8 | 0 | pcs | MFH | Building | SPR/09/24/033 | 2024-09-30
AAA | ENG | T-20136-00 | 2690 SEAL PACK REBUILD PKG; Waters; c/n WAT271019; | 1 | 1 | 0 | pcs | MFH | HPLC | SPR/09/24/034 | 2024-09-30
ANO | ENG | P-11694-00 | Mata Gerinda 4" | 5 | 5 | 0 | pcs | MFH | OSD | SPR/09/24/035 | 2024-09-30
NDS | ENG | T-80109-00 | Cellotape Kertas 1 inch warna Putih | 2 | 2 | 0 | pcs | MFH | Building | SPR/09/24/036 | 2024-09-30
NDS | ENG | P-11694-00 | Mata Gerinda 4" | 1 | 1 | 0 | pcs | MFH | Building | SPR/09/24/036 | 2024-09-30
ROS | ENG | T-80373-00 | Plakband Bening 2 inch | 1 | 1 | 0 | pcs | MFH | Isolator | SPR/09/24/037 | 2024-09-30
ROS | ENG | T-80109-00 | Cellotape Kertas 1 inch warna Putih | 1 | 1 | 0 | pcs | MFH | Isolator | SPR/09/24/037 | 2024-09-30
RAT | ENG | O-18055-00 | Robot Casepacker - Suction cup; VB17. single below; diameter Cup 17 mm.; vmeca; ; | 4 | 4 | 0 | pcs | MFH | Cartonning | SPR/09/24/038 | 2024-09-30
INS | PRO | Q-60501-00 | Silicone Sealant, Silglaze, Type N10 Clear, pack size per pcs | 1 | 1 | 0 | pcs | MFH | Building | SPR/09/24/039 | 2024-09-30
MFH | ENG | O-54138-00 | Terminal Viking / Terminal Block Size 10 mm; Fort; ; | 3 | 1 | 0 | pcs | MFH | Dispensing | SPR/10/24/001 | 2024-10-31
MFH | ENG | O-18055-00 | Robot Casepacker - Suction cup; VB17. single below; diameter Cup 17 mm.; vmeca; ; | 2 | 1 | 0 | pcs | MFH | Cartonning | SPR/10/24/001 | 2024-10-31
MRN | ENG | P-50717-00 | Kabel UTP 4 pairs Cat 6 merk BELDEN | 660 | 350 | 0 | Meter | MFH | Building | SPR/10/24/002 | 2024-10-31
MRN | ENG | P-51736-00 | Kabel UTP isi 8 Cat 5e merk BELDEN; ; ; | 2 | 1 | 0 | pack | MFH | Building | SPR/10/24/002 | 2024-10-31
MRN | ENG | P-11694-00 | Mata Gerinda 4" | 3 | 3 | 0 | pcs | MFH | Building | SPR/10/24/002 | 2024-10-31
SHF | ENG | P-10945-00 | Insulation - Seal Tape onda | 1 | 1 | 0 | pcs | MFH | - | SPR/10/24/003 | 2024-10-31
SHF | ENG | T-80373-00 | Plakband Bening 2 inch | 1 | 1 | 0 | pcs | MFH | Building | SPR/10/24/004 | 2024-10-31
SHF | ENG | P-12281-00 | FESTO - QS-10-8 Push In Connector p/n 153039 | 3 | 3 | 0 | pcs | MFH | Building | SPR/10/24/004 | 2024-10-31
SHF | ENG | P-14424-00 | Garam Kutreat RGN-9800F; ; ; 25Kg/zak | 200 | 25 | 0 | pcs | MFH | PWG | SPR/10/24/004 | 2024-10-31
INN | ENG | O-18917-00 | Freeze Dryer MBE1207 - OIL COOLING WATER REGULATOR 003N0107 AVTA15 G 1/2 Inch Kv=1.9m3/h Temperature | 1 | 1 | 0 | pcs | MFH | FD IMA | SPR/10/24/005 | 2024-10-31
MOB | ENG | P-11164-00 | Pneumatic Fitting - QS 1/2-10 / PN : 190646 / Festo | 4 | 1 | 0 | pcs | MFH | - | SPR/10/24/006 | 2024-10-31
MOB | ENG | P-13650-00 | Manual Valve HE-2-QS-6; FESTO; ; | 2 | 1 | 0 | pcs | MFH | - | SPR/10/24/006 | 2024-10-31
MOB | ENG | P-14245-00 | Manual valve HE-2-QS-8 FESTO; ; ; | 5 | 1 | 0 | pcs | MFH | - | SPR/10/24/006 | 2024-10-31
MOB | ENG | O-54015-00 | STOP KONTAK LUBANG 4, BROCO | 2 | 2 | 0 | pcs | MFH | Building | SPR/10/24/007 | 2024-10-31
MOB | ENG | O-54014-00 | STEKER 1 PHASE, BROCO | 2 | 1 | 0 | pcs | MFH | Building | SPR/10/24/007 | 2024-10-31
MOB | ENG | P-17897-00 | Foam Tape Perekat 1 Sisi 3mm x 25mm x 10M; ; ; | 1 | 1 | 0 | pcs | MFH | Building | SPR/10/24/007 | 2024-10-31
NDS | ENG | O-15931-00 | Double Tape 3M 1" Merah - P/N : - pc | 3 | 1 | 0 | pcs | MFH | MS30 | SPR/10/24/008 | 2024-10-31
NDS | ENG | Q-10249-00 | Lem Power Glue | 11 | 1 | 0 | pcs | MFH | MS30 | SPR/10/24/008 | 2024-10-31
SHF | ENG | P-50962-00 | Fuse kaca 5A 6x30 | 5 | 1 | 0 | pcs | MFH | AHU | SPR/10/24/009 | 2024-10-31
NDS | ENG | P-11165-00 | Pneumatic Fitting - QS 1/2-12 / PN : 153010 / Festo | 1 | 1 | 0 | pcs | MFH | Coating | SPR/10/24/010 | 2024-10-31
ANO | ENG | O-54015-00 | STOP KONTAK LUBANG 4, BROCO | 1 | 1 | 0 | pcs | MFH | Isolator | SPR/10/24/011 | 2024-10-31
INN | ENG | O-16647-00 | Washing RAR4 - Oring Silicone Merah 23x18x2.5 mm; ; ; | 22 | 20 | 0 | pcs | MFH | Capping | SPR/10/24/012 | 2024-10-31
INN | ENG | O-54015-00 | STOP KONTAK LUBANG 4, BROCO | 1 | 1 | 0 | pcs | MFH | Capping | SPR/10/24/012 | 2024-10-31
INN | ENG | O-54014-00 | STEKER 1 PHASE, BROCO | 2 | 1 | 0 | pcs | MFH | Capping | SPR/10/24/012 | 2024-10-31
ANO | ENG | P-12306-00 | FESTO - QST-8 push in t- connection p/n 153130 | 1 | 1 | 0 | pcs | MFH | Isolator | SPR/10/24/012 | 2024-10-31
INN | ENG | O-17011-00 | Parallel Keys MISUMI P/N : KET3 pc | 4 | 1 | 0 | pcs | MFH | Capping | SPR/10/24/013 | 2024-10-31
INN | ENG | O-19162-00 | Shaft Pengunci AlphaPort; Lokal; ; | 2 | 2 | 0 | pcs | MFH | Mixing | SPR/10/24/014 | 2024-10-31
SFH | ENG | S-63035-00 | Cover Penutup Saklar; ; ; | 30 | 30 | 0 | pcs | MFH | - | SPR/10/24/015 | 2024-10-31
SFH | ENG | P-51560-00 | Lampu T5 28watt Putih; Phillips; ; | 13 | 2 | 0 | pcs | MFH | - | SPR/10/24/015 | 2024-10-31
SFH | ENG | P-51559-00 | Lampu T5 14watt Putih; Phillips; ; | 3 | 3 | 0 | pcs | MFH | Building | SPR/10/24/016 | 2024-10-31
SHF | ENG | P-14877-00 | Kabel NYYHY 3x2,5mm; ; ; | 200 | 200 | 0 | Meter | MFH | Building | SPR/10/24/017 | 2024-10-31
ROS | ENG | Q-60502-00 | Silicone Sealant, Silglaze, Type N10 White, pack size per pcs | 14 | 1 | 0 | pcs | MFH | Coating | SPR/10/24/018 | 2024-10-31
ROS | ENG | O-15931-00 | Double Tape 3M 1" Merah - P/N : - pc | 4 | 1 | 0 | pcs | MFH | Coating | SPR/10/24/018 | 2024-10-31
MRN | ENG | P-19272-00 | Free Float Steam Trap 3/4 Inch (DN 20); TLV; J3X10; | 1 | 1 | 0 | pcs | MFH | WFI SKID | SPR/10/24/019 | 2024-10-31
MRN | ENG | P-19271-00 | Free Float Steam Trap 1/2 inch (DN15); TLV; J3X10; | 1 | 1 | 0 | pcs | MFH | PSG | SPR/10/24/019 | 2024-10-31
MRN | ENG | P-52844-00 | Doshing Pump BT4B Merk Prominent; ; ; | 1 | 1 | 0 | pcs | MFH | PWG | SPR/10/24/019 | 2024-10-31
MRN | ENG | P-52590-00 | Heater Duchting DIA.11.2 x 300mm 220 V 5000 W; ; ; | 1 | 1 | 0 | pcs | MFH | AHU | SPR/10/24/020 | 2024-10-31
MRN | ENG | P-13641-00 | Filter SO 5 micron 30 inch O-ring 222 Bayonet; ; ; | 5 | 5 | 0 | pcs | MFH | PWG | SPR/10/24/020 | 2024-10-31
MRN | ENG | P-52991-00 | General - Water Heater Immersion 9 Element Dia 11,2 x 2000 mm, DIM A, 60 KW-220/380 V; Lokal; Type : MS-3DA48150; | 1 | 1 | 0 | pcs | MFH | Hot Water | SPR/10/24/020 | 2024-10-31
MRN | ENG | P-52999-00 | General - Silicon Control Rectifier (SCR) MP3S 1504 440V 150A 3P 4-20mA; Maxthermo; ; | 1 | 1 | 0 | pcs | MFH | Hot Water | SPR/10/24/021 | 2024-10-31
MRN | ENG | P-52694-00 | ORP Transmitter (Field mounted) Type: 202551/05-8-01-4-0-00-25/000; JUMO; ; | 1 | 1 | 0 | pcs | MFH | WWTP | SPR/10/24/021 | 2024-10-31
MRN | ENG | P-18572-00 | Flow assembly for electrodes ORP type 462 5020-40; JUMO; ; | 1 | 1 | 0 | pcs | MFH | WWTP | SPR/10/24/021 | 2024-10-31
MRN | ENG | P-52696-00 | ORP Cable Type: 202990/02; JUMO; ; | 1 | 1 | 0 | pcs | MFH | WWTP | SPR/10/24/022 | 2024-10-31
SHF | ENG | P-14455-00 | Filter IAF MBV Series (Medium Filter), efficiency : 80-85 %, Size: 24 x 24 x 12 inch; IAF; ; | 1 | 1 | 0 | pcs | MFH | AHU | SPR/10/24/023 | 2024-10-31
SHF | ENG | P-14456-00 | Filter IAF MBV Series (Medium Filter), efficiency : 80-85 %, Size: 12 x 24 x 12 inch; IAF; ; | 1 | 1 | 0 | pcs | MFH | AHU | SPR/10/24/023 | 2024-10-31
SFH | ENG | Q-10331-00 | Cat Ftalit KF-611 Hella Grey;Kansai Paint;Type 115-611 Hella Grey;pack size per 1 kg can | 11 | 11 | 0 | pcs | MFH | Building | SPR/10/24/024 | 2024-10-31
ROS | ENG | Q-60503-00 | Silicone Sealant, Silglaze, Type N10 Grey, pack size per pcs | 2 | 2 | 0 | pcs | MFH | - | SPR/10/24/025 | 2024-10-31
ROS | ENG | T-80109-00 | Cellotape Kertas 1 inch warna Putih | 1 | 1 | 0 | pcs | MFH | - | SPR/10/24/025 | 2024-10-31
INN | ENG | O-16033-00 | Isolator Gloves E10330 Y 7 E4 4; 000156; Material : CSM; Shape : E10; Size : 7; Thickness (mm) : 4/1; ; ; | 1 | 1 | 0 | pcs | MFH | cRABS | SPR/10/24/026 | 2024-11-11
SFH | ENG | S-63035-00 | Cover Penutup Saklar; ; ; | 1 | 1 | 0 | pcs | MFH | Building | SPR/10/24/027 | 2024-11-11
SFH | ENG | Q-60026-00 | Kuas 2" Eterna | 2 | 2 | 0 | pcs | MFH | Building | SPR/10/24/027 | 2024-11-11
RMA | ENG | P-12476-00 | Mata Bor besi dia 10 mm ex NACHI | 2 | 1 | 0 | pcs | MFH | Building | SPR/10/24/028 | 2024-11-11
RMA | ENG | P-12495-00 | Mata Bor besi dia 7.5 mm ex NACHI | 1 | 1 | 0 | pcs | MFH | Building | SPR/10/24/028 | 2024-11-11
SHF | ENG | P-51560-00 | Lampu T5 28watt Putih; Phillips; ; | 2 | 2 | 0 | pcs | MFH | Building | SPR/10/24/029 | 2024-11-11
SHF | ENG | P-51559-00 | Lampu T5 14watt Putih; Phillips; ; | 11 | 1 | 0 | pcs | MFH | Building | SPR/10/24/029 | 2024-11-11
SHF | ENG | T-80109-00 | Cellotape Kertas 1 inch warna Putih | 4 | 4 | 0 | pcs | MFH | - | SPR/10/24/030 | 2024-11-11
SHF | ENG | P-19272-00 | Free Float Steam Trap 3/4 Inch (DN 20); TLV; J3X10; | 2 | 1 | 0 | pcs | MFH | AHU | SPR/10/24/031 | 2024-11-11
SHF | ENG | O-16647-00 | Washing RAR4 - Oring Silicone Merah 23x18x2.5 mm; ; ; | 1 | 1 | 0 | pcs | MFH | - | SPR/10/24/031 | 2024-11-11
DRM | PRO | S-40760-00 | Dry Fog - Oring Spray; P/N. 43100-097; ; ; | 4 | 4 | 0 | pcs | MFH | Fogger | SPR/10/24/032 | 2024-11-11
SFH | ENG | Q-10134-00 | TOTO - Jet Shower spray TX 403S | 1 | 1 | 0 | pcs | MFH | - | SPR/10/24/033 | 2024-11-11
SHF | ENG | P-14457-00 | Filter IAF MBV Series (Medium Filter), efficiency : 90-95 %, Size: 24 x 24 x 12 inch; IAF; ; | 1 | 1 | 0 | pcs | MFH | AHU | SPR/10/24/034 | 2024-11-11
AKF | ENG | S-63035-00 | Cover Penutup Saklar; ; ; | 2 | 2 | 0 | pcs | MFH | Building | SPR/10/24/035 | 2024-11-11
RPA | PRO | O-18055-00 | Robot Casepacker - Suction cup; VB17. single below; diameter Cup 17 mm.; vmeca; ; | 4 | 3 | 0 | pcs | MFH | - | SPR/10/24/036 | 2024-11-11
AAA | ENG | O-16033-00 | Isolator Gloves E10330 Y 7 E4 4; 000156; Material : CSM; Shape : E10; Size : 7; Thickness (mm) : 4/1; ; ; | 3 | 3 | 0 | pcs | MFH | cRABS | SPR/10/24/037 | 2024-11-11
DAH | ENG | P-17645-00 | Sodium Hiphoclorite; ; ; ltr | 100 | 25 | 0 | Liter | MFH | Building | SPR/10/24/038 | 2024-11-11
TGT | ENG | T-20123-00 | Acquity PDA/TUV 2489/2998 Perf | 1 | 1 | 0 | pcs | MFH | HPLC | SPR/10/24/039 | 2024-11-11
AAA | ENG | T-20975-00 | ASSY, FILTER WHEEL,ACQUITY TUV;; Waters; 700005266; 1 pcs/pack | 1 | 1 | 0 | pcs | MFH | HPLC | SPR/10/24/040 | 2024-11-11
SFH | ENG | Q-60026-00 | Kuas 2" Eterna | 2 | 2 | 0 | pcs | MFH | - | SPR/11/24/001 | 2024-11-11
SFH | ENG | Q-10656-00 | Kuas Eterna 5 Inch; ; ; | 11 | 2 | 0 | pcs | MFH | - | SPR/11/24/001 | 2024-11-11
SFH | ENG | Q-10153-00 | Roller cat 110mm | 15 | 2 | 0 | pcs | MFH | - | SPR/11/24/001 | 2024-11-11
SFH | ENG | Q-60036-00 | Cat F-Talit KF-611 / Hellay Grey / 115-611 @ 1 KG | 4 | 4 | 0 | pcs | MFH | - | SPR/11/24/002 | 2024-11-11
SFH | ENG | - | Kabel Lan | 1 | 1 | 0 | pck | MFH | - | SPR/11/24/003 | 2024-11-11
INN | ENG | O-16030-00 | 001292; Item Type : Dry box; 9 | 1 | 1 | 0 | pck | MFH | Dispensing | SPR/11/24/004 | 2024-11-11
INN | ENG | P-11164-00 | Pneumatic Fitting - QS 1/2-10 / PN : 190646 / Festo | 1 | 1 | 0 | pck | MFH | Dispensing | SPR/11/24/004 | 2024-11-11
NDS | ENG | S-46129-00 | Plastik Wrap Roll, Size 50 x 200 cm x 17 micron; no brand; ; pack size per roll | 2 | 2 | 0 | pck | MFH | Building | SPR/11/24/005 | 2024-11-11
MOB | ENG | P-14424-00 | Garam Kutreat RGN-9800F; ; ; 25Kg/zak | 25 | 25 | 0 | pck | MFH | PWG | SPR/11/24/006 | 2024-11-11
MOB | ENG | P-51560-00 | Lampu T5 28watt Putih; Phillips; ; | 6 | 6 | 0 | pck | MFH | Building | SPR/11/24/006 | 2024-11-11
MOB | ENG | - | Lampu LED Tube T8 16 W | 1 | 1 | 0 | pck | MFH | Building | SPR/11/24/006 | 2024-11-11
SHF | ENG | P-51560-00 | Lampu T5 28watt Putih; Phillips; ; | 6 | 5 | 1 | pcs | MFH | Building | SPR/11/24/007 | 2024-11-11
SHF | ENG | - | Lampu Luxon LED Tube Light | 1 | 1 | 0 | Pcs | MFH | Building | SPR/11/24/007 | 2024-11-11
SFH | ENG | Q-60036-00 | Cat F-Talit KF-611 / Hellay Grey / 115-611 @ 1 KG | 8 | 8 | 0 | Pcs | MFH | Building | SPR/11/24/008 | 2024-11-11
SFH | ENG | Q-10128-00 | Thinner Super End/Impala @ 1 Liter | 15 | 5 | 0 | pcs | MFH | Building | SPR/11/24/008 | 2024-11-11
SFH | ENG | Q-10153-00 | Roller cat 110mm | 10 | 3 | 0 | pcs | MFH | Building | SPR/11/24/008 | 2024-11-11
MOB | ENG | P-51559-00 | Lampu T5 14watt Putih; Phillips; ; | 7 | 2 | 0 | pcs | MFH | Building | SPR/11/24/009 | 2024-11-11
RIA | ENG | P-52663-00 | Solid State Relay 3-32 VDC 24-330 VAC 40 A; ; ; | 1 | 1 | 0 | pcs | MFH | AHU | SPR/11/24/010 | 2024-11-11
RIA | ENG | P-54223-00 | Socket Charger SB175A grey; Anderson; ; | 1 | 1 | 0 | pcs | MFH | Power Stacker | SPR/11/24/011 | 2024-11-11
RIA | ENG | P-53663-00 | Heat Shrink dia. 6 mm Warna Hitam (1 roll = 100 mtr) | 1 | 1 | 0 | pcs | MFH | Power Stacker | SPR/11/24/011 | 2024-11-11
RIA | ENG | - | Relay MKS2P Omron | 1 | 1 | 0 | pcs | MFH | WICC | SPR/11/24/011 | 2024-11-11
RIA | ENG | - | UPS 5 KVA Riello | 1 | 1 | 0 | Unit | MFH | IGL | SPR/11/24/012 | 2024-11-11
RIA | ENG | P-15438-00 | CABLE SPIRAL WRAPPING, TYPE KS12, BRAND KSS; ; ; | 3 | 1 | 0 | pcs | MFH | OSD | SPR/11/24/012 | 2024-11-11
RIA | ENG | O-54014-00 | STEKER 1 PHASE, BROCO | 9 | 2 | 0 | pcs | MFH | OSD | SPR/11/24/012 | 2024-11-11
RIA | ENG | T-80109-00 | Cellotape Kertas 1 inch warna Putih | 5 | 5 | 0 | pcs | MFH | Building | SPR/11/24/013 | 2024-11-11
RIA | ENG | P-51027-00 | Isolasi Kabel SCOTCH super 33+ size: 19 mmx20x0.177 mm ( vinyl electric tape ) Black 3M | 10 | 2 | 0 | pcs | MFH | - | SPR/11/24/013 | 2024-11-11
RIA | ENG | O-15931-00 | Double Tape 3M 1" Merah - P/N : - pc | 2 | 2 | 0 | pcs | MFH | - | SPR/11/24/013 | 2024-11-11
RIA | ENG | P-52844-00 | Doshing Pump BT4B Merk Prominent; ; ; | 1 | 1 | 0 | pcs | MFH | PWG | SPR/11/24/014 | 2024-11-11
RIA | ENG | P-53000-00 | General - Exterbal Pacing Cable Dosing Pump Pulse 2 Wire; Prominent; BT4B 0708 PVT 2000UA010000; | 2 | 1 | 0 | pcs | MFH | PWG | SPR/11/24/014 | 2024-11-11
RIA | ENG | - | Kabel Lan Sachet | 2 | 2 | 0 | pcs | MFH | OSD | SPR/11/24/014 | 2024-11-11
RIA | ENG | - | Temperature Control TK4S-14CN | 1 | 1 | 0 | pcs | MFH | Hot Water | SPR/11/24/015 | 2024-11-11
RIA | ENG | P-52992-00 | General - Vertical Float Level Switch, 1A, 220VAC/DC or 24VDC; Wingel; VSS-2FJ-S2-L1100-FS45-0; | 2 | 2 | 0 | pcs | MFH | Hot Water | SPR/11/24/015 | 2024-11-11
RIA | ENG | P-52844-00 | Doshing Pump BT4B Merk Prominent; ; ; | 1 | 1 | 0 | pcs | MFH | PWG | SPR/11/24/015 | 2024-11-11
INN | ENG | O-19798-00 | Clamp Vacuum KF16 Alumunium; ; ; | 10 | 10 | 0 | pcs | MFH | FD IMA | SPR/11/24/016 | 2024-11-11
INN | ENG | O-19894-00 | Capping VCM200 - Guide Starwheel Vial Pom hitam 319x329x17 mm; Custom; ; | 1 | 1 | 0 | pcs | MFH | Capping | SPR/11/24/016 | 2024-11-11
INN | ENG | O-19953-00 | Dudukan Cover Motor 243x320x550 mm, Mat SUS 304; Custom; ; | 1 | 1 | 0 | pcs | MFH | Autoclave | SPR/11/24/016 | 2024-11-11
INN | ENG | O-19981-00 | FD S/N MBE1207 - Proportional Directional Valve DSE3F-A08/11N-D12K1; Duplomatic; EB02-00380; | 1 | 1 | 0 | pcs | MFH | FD IMA | SPR/11/24/017 | 2024-11-11
INN | ENG | O-54161-00 | Autoclave Fedegari FVA2/A1 - Vacuum Compressor 2BV3 151-0GW02-1E; ELMO RIETSCHLE; ; | 1 | 1 | 0 | Unit | MFH | Autoclave | SPR/11/24/017 | 2024-11-11
INN | ENG | O-19785-00 | Roda Trolley Autoclave Uk. 152,2 x 30 mm; Custom; ; | 4 | 4 | 0 | pcs | MFH | Autoclave | SPR/11/24/017 | 2024-11-11
INN | ENG | O-19396-00 | Capping VCM200 - Bracket Dudukan Sensor; ; ; | 1 | 1 | 0 | pcs | MFH | Capping | SPR/11/24/018 | 2024-11-11
INN | ENG | O-19797-00 | Dudukan Sensor Autoclave Material SUS 316L; Custom; ; | 1 | 1 | 0 | pcs | MFH | Autoclave | SPR/11/24/018 | 2024-11-11
DRM | PRO | O-13508-00 | Pneumatic Fitting - QS 8-6 FESTO P/N : - pc | 5 | 1 | 0 | pcs | MFH | - | SPR/11/24/019 | 2024-11-11
DRM | PRO | P-12306-00 | FESTO - QST-8 push in t- connection p/n 153130 | 1 | 1 | 0 | pcs | MFH | - | SPR/11/24/019 | 2024-11-11
DRM | PRO | O-12734-00 | Tubing Polyurethane TU0805 Clear, SMC, roll SINAR MUTIARA CAKRABUANA, PT P/N : X3 pc | 50 | 50 | 0 | pcs | MFH | - | SPR/11/24/019 | 2024-11-11
JRI | QAS | T-80037-00 | Batterai Size AA | 1 | 1 | 0 | pcs | MFH | - | SPR/11/24/020 | 2024-11-11
MRN | ENG | P-51560-00 | Lampu T5 28watt Putih; Phillips; ; | 4 | 4 | 0 | pcs | MFH | - | SPR/11/24/021 | 2024-11-11
RIA | ENG | Q-60501-00 | Silicone Sealant, Silglaze, Type N10 Clear, pack size per pcs | 16 | 1 | 0 | pcs | MFH | OSD | SPR/11/24/022 | 2024-11-11
RIA | ENG | P-52662-00 | Temperature Controller - TK4S- 14SN 100-240 VAC AUTONICS; ; ; | 1 | 1 | 0 | pcs | MFH | PW SKID | SPR/11/24/022 | 2024-11-11
SHF | ENG | P-11694-00 | Mata Gerinda 4" | 20 | 1 | 19 | pcs | MFH | Workshop | SPR/11/24/023 | 2024-11-11
SFH | ENG | P-17645-00 | Sodium Hiphoclorite; ; ; ltr | 140 | 60 | 0 | pcs | MFH | Building | SPR/11/24/024 | 2024-11-11
NDS | ENG | P-13383-00 | Silicone Sealant High Temp Red; ; ; | 2 | 1 | 0 | pcs | MFH | Autoclave | SPR/11/24/025 | 2024-11-11
AAA | ENG | O-19796-00 | Blind Plate for Clamp KF16 SS304; ; ; | 2 | 2 | 0 | pcs | MFH | FD IMA | SPR/11/24/026 | 2024-11-19
SHF | ENG | P-15851-00 | AMPLAS EAGLE 100 | 2 | 2 | 0 | pcs | MFH | Workshop | SPR/11/24/027 | 2024-11-19
SFH | ENG | Q-60026-00 | Kuas 2" Eterna | 1 | 1 | 0 | pcs | MFH | Building | SPR/11/24/028 | 2024-11-19
SFH | ENG | Q-10153-00 | Roller cat 110mm | 2 | 2 | 0 | pcs | MFH | - | SPR/11/24/028 | 2024-11-19
ANO | ENG | O-15931-00 | Double Tape 3M 1" Merah - P/N : - pc | 1 | 1 | 0 | pcs | MFH | cRABS | SPR/11/24/029 | 2024-11-19
ROS | ENG | T-80109-00 | Cellotape Kertas 1 inch warna Putih | 4 | 4 | 0 | pcs | MFH | Filling | SPR/11/24/030 | 2024-11-19
ROS | ENG | P-50288-00 | Bola Lampu - Halogen 20 W Osram | 1 | 1 | 0 | pcs | MFH | Mixing | SPR/11/24/030 | 2024-11-19
MRN | ENG | P-54190-00 | Stop Kontak IP55 16A; Legrand; ; | 3 | 5 | 0 | pcs | MFH | Filling | SPR/11/24/031 | 2024-11-19
SFH | ENG | Q-10331-00 | Cat Ftalit KF-611 Hella Grey;Kansai Paint;Type 115-611 Hella Grey;pack size per 1 kg can | 17 | 9 | 0 | pcs | MFH | Building | SPR/11/24/033 | 2024-11-19
SFH | ENG | Q-10249-00 | Lem Power Glue | 1 | 1 | 0 | pcs | MFH | Building | SPR/11/24/033 | 2024-11-19
SFH | ENG | P-18554-00 | Baut Hexagonal SS 304 Uk. M4 x 8; ; ; | 2 | 2 | 0 | pcs | MFH | Building | SPR/11/24/033 | 2024-11-19
SHF | ENG | P-18646-00 | Global Power Supply PN. 6R_SA2120-01C; ; ; | 1 | 1 | 0 | pcs | MFH | UPS | SPR/11/24/034 | 2024-11-19
INN | ENG | O-52841-00 | Freeze Dryer MBE1207 - Mechanical Positioner Switch 50-0406-12610-532 P/n: EB14-00072; BRAY; ; | 1 | 1 | 0 | pcs | MFH | FD IMA | SPR/11/24/035 | 2024-11-19
INN | ENG | O-19983-00 | FD S/N MBE1207 - Pneumatic Ball Valve WA 100DM G1/4 inch Double Action; ; EB14-00098; | 1 | 1 | 0 | pcs | MFH | FD IMA | SPR/11/24/035 | 2024-11-19
INN | ENG | Q-10433-00 | Lampu Neon Philips TLD 15W/54-765 Cool Daylight; PHILIPS; TLD15W/54-765; | 2 | 3 | 0 | pcs | MFH | cRABS | SPR/11/24/035 | 2024-11-19
SFH | ENG | T-80109-00 | Cellotape Kertas 1 inch warna Putih | 1 | 1 | 0 | pcs | MFH | Building | SPR/11/24/036 | 2024-11-19
RIA | ENG | P-10945-00 | Insulation - Seal Tape onda | 1 | 1 | 0 | pcs | MFH | - | SPR/11/24/037 | 2024-11-19
SFH | ENG | Q-10153-00 | Roller cat 110mm | 1 | 1 | 0 | pcs | MFH | Building | SPR/11/24/038 | 2024-11-19
SFH | ENG | P-15852-00 | AMPLAS EAGLE 500 | 1 | 1 | 0 | pcs | MFH | Building | SPR/11/24/038 | 2024-11-19
SFH | ENG | P-12492-00 | Mata Bor besi dia 6.5 mm ex NACHI | 1 | 1 | 0 | pcs | MFH | Building | SPR/11/24/038 | 2024-11-19
RIA | ENG | P-12433-00 | Isolasi AC- Sansui | 2 | 2 | 0 | pcs | MFH | AHU | SPR/11/24/039 | 2024-11-19
RIA | ENG | P-15862-00 | PAPER RECORD YOKOGAWA; FOLDING CHART B9565AW | 1 | 3 | 0 | pcs | MFH | PSG | SPR/11/24/039 | 2024-11-19
SFH | ENG | Q-60503-00 | Silicone Sealant, Silglaze, Type N10 Grey, pack size per pcs | 1 | 3 | 0 | pcs | MFH | Building | SPR/11/24/040 | 2024-11-19
SFH | ENG | T-80109-00 | Cellotape Kertas 1 inch warna Putih | 2 | 2 | 0 | pcs | MFH | Building | SPR/11/24/040 | 2024-11-19
RIA | ENG | P-14245-00 | Manual valve HE-2-QS-8 FESTO; ; ; | 1 | 1 | 0 | pcs | MFH | AHU | SPR/11/24/041 | 2024-11-19
RIA | ENG | P-11173-00 | Pneumatic Fitting - QS 10 / Festo | 1 | 1 | 0 | pcs | MFH | AHU | SPR/11/24/041 | 2024-11-19
NDS | ENG | P-19354-00 | General - Spare Actuator for Type 687 DN 25 NC, c/w : OPI 1300; Gemu; P/N : 9687 25Z 1F/N + 1300000Z13; 1 Unit | 2 | 2 | 0 | pcs | MFH | Washbay | SPR/11/24/042 | 2024-11-19
NDS | ENG | O-14363-00 | Membrane Diaphragm Valve EPDM PTFE DN 25 Gemu DUA BERLIAN PILAR P/N : 600 25M5E-221 pc | 2 | 2 | 0 | pcs | MFH | Washbay | SPR/11/24/042 | 2024-11-19
NDS | ENG | P-11182-00 | Pneumatic Fitting - QS 6 / Festo | 2 | 2 | 0 | pcs | MFH | Washbay | SPR/11/24/042 | 2024-11-19
MAP | ENG | Q-60025-00 | Kuas Eterna 1 | 1 | 1 | 0 | pcs | MFH | Building | SPR/11/24/043 | 2024-11-19
RMA | ENG | - | Kabel Lan Sachet | 1 | 1 | 0 | pcs | MFH | CC | SPR/11/24/044 | 2024-11-19
ROS | ENG | O-19780-00 | Stand Print Head Video Jet Uk. 1248 x 1165 mm Material SUS 304; Custom; ; | 1 | 1 | 0 | pcs | MFH | EDM | SPR/11/24/045 | 2024-11-19
NDS | ENG | P-18788-00 | Baut SS Hexagon SS M6x55mm + Mur; ; ; | 8 | 8 | 0 | pcs | MFH | EDM | SPR/11/24/046 | 2024-11-19
NDS | ENG | P-10945-00 | Insulation - Seal Tape onda | 1 | 1 | 0 | pcs | MFH | N2 Gen | SPR/11/24/046 | 2024-11-19
ROS | ENG | O-16030-00 | 001292; Item Type : Dry box; 9 | 2 | 2 | 0 | pcs | MFH | API | SPR/11/24/047 | 2024-11-19
ROS | ENG | P-11182-00 | Pneumatic Fitting - QS 6 / Festo | 1 | 3 | 0 | pcs | MFH | Mixing | SPR/11/24/047 | 2024-11-19
MOB | ENG | P-53214-00 | Epoxy Adhesive DEXTONE; ; ; | 2 | 2 | 0 | pcs | MFH | Building | SPR/11/24/048 | 2024-11-25
SHF | ENG | P-51027-00 | Isolasi Kabel SCOTCH super 33+ size: 19 mmx20x0.177 mm ( vinyl electric tape ) Black 3M | 1 | 1 | 0 | pcs | MFH | AHU | SPR/11/24/049 | 2024-11-25
ANO | ENG | O-53033-00 | Saklar Switch Lampu ZN On Off Kaki 4 Kaki Pin 15-20ALokal | 1 | 1 | 0 | pcs | MFH | CC | SPR/11/24/050 | 2024-11-25
ANO | ENG | P-13650-00 | Manual Valve HE-2-QS-6; FESTO; ; | 3 | 1 | 0 | pcs | MFH | Mixing | SPR/11/24/050 | 2024-11-25
INN | ENG | O-16033-00 | Isolator Gloves E10330 Y 7 E4 4; 000156; Material : CSM; Shape : E10; Size : 7; Thickness (mm) : 4/1; ; ; | 1 | 1 | 0 | pcs | MFH | cRABS | SPR/11/24/051 | 2024-11-25
ANO | ENG | Q-10249-00 | Lem Power Glue | 2 | 1 | 0 | pcs | MFH | Aerosol | SPR/11/24/052 | 2024-11-25
MRN | ENG | Q-10817-00 | Door Closer Type: TS77 Hold Open; DORMA; ; | 2 | 2 | 0 | pcs | MFH | Building | SPR/11/24/053 | 2024-11-25
MRN | ENG | Q-10805-00 | Multipox MX-98 White @ 20 KG; PROPAN; ; PAIL | 1 | 1 | 0 | pcs | MFH | Building | SPR/11/24/054 | 2024-11-25
SHF | ENG | Q-60502-00 | Silicone Sealant, Silglaze, Type N10 White, pack size per pcs | 8 | 8 | 0 | pcs | MFH | AHU | SPR/11/24/055 | 2024-11-25
ROS | ENG | P-12471-00 | Lem silicone Elastosil ? E41 | 1 | 1 | 0 | pcs | MFH | Dispensing | SPR/11/24/056 | 2024-11-25
SHF | ENG | T-80109-00 | Cellotape Kertas 1 inch warna Putih | 4 | 4 | 0 | pcs | MFH | Coating | SPR/11/24/057 | 2024-11-25
MFH | ENG | Q-10249-00 | Lem Power Glue | 5 | 5 | 0 | pcs | MFH | Adjust | SPR/11/24/058 | 2024-11-25
MFH | ENG | P-11172-00 | Pneumatic Fitting - QS 1/8-8 / Festo | 4 | 4 | 0 | pcs | MFH | Adjust | SPR/11/24/058 | 2024-11-25
MFH | ENG | P-12433-00 | Isolasi AC- Sansui | 33 | 33 | 0 | pcs | MFH | Adjust | SPR/11/24/059 | 2024-11-25
MFH | ENG | P-15851-00 | AMPLAS EAGLE 100 | 14 | 14 | 0 | pcs | MFH | Adjust | SPR/11/24/059 | 2024-11-25
MFH | ENG | P-15852-00 | AMPLAS EAGLE 500 | 20 | 20 | 0 | pcs | MFH | Adjust | SPR/11/24/059 | 2024-11-25
SFH | ENG | Q-60503-00 | Silicone Sealant, Silglaze, Type N10 Grey, pack size per pcs | 4 | 4 | 0 | pcs | MFH | Building | SPR/11/24/060 | 2024-11-25
SHF | ENG | Q-60503-00 | Silicone Sealant, Silglaze, Type N10 Grey, pack size per pcs | 5 | 4 | 0 | pcs | MFH | AHU | SPR/11/24/061 | 2024-11-25
SHF | ENG | P-11228-00 | Pneumatic Fitting - QST 8 / PN : 153130 / Festo | 1 | 1 | 0 | pcs | MFH | Autoclave | SPR/11/24/062 | 2024-11-25
RIA | ENG | - | Kabel Lan Sachet | 2 | 2 | 0 | pcs | MFH | OSD | SPR/11/24/063 | 2024-11-25
MOB | ENG | P-17645-00 | Sodium Hiphoclorite; ; ; ltr | 25 | 25 | 0 | Liter | MFH | - | SPR/11/24/064 | 2024-11-25
MFH | ENG | P-53133-00 | Kabel Belden AWG 22; ; ; | 1 | 1 | 0 | Rl | MFH | Building | SPR/11/24/065 | 2024-11-25
MFH | ENG | P-52695-00 | ORP Electrode Type: 201027/10-22-07-82-120/000; JUMO; ; | 1 | 1 | 0 | pcs | MFH | WWTP | SPR/11/24/065 | 2024-11-25
MFH | ENG | P-52642-00 | Kabel NYYHY 2 x 0.75 mm | 45 | 45 | 0 | pcs | MFH | Adjust | SPR/11/24/065 | 2024-11-25
MFH | ENG | P-51756-00 | Kabel NYYHY 3x0.75mm; ; ; meter | 220 | 220 | 0 | pcs | MFH | Building | SPR/11/24/066 | 2024-11-25
MFH | ENG | P-50286-00 | Kabel NYYHY 3 x 1,5 mm | 10 | 10 | 0 | pcs | MFH | Building | SPR/11/24/066 | 2024-11-25
MFH | ENG | P-18410-00 | Dynabolt M6 x 85mm; ; ; | 2 | 2 | 0 | pcs | MFH | Building | SPR/11/24/066 | 2024-11-25
MFH | ENG | P-18138-00 | Baut Hex M5; Machining As Mat SUS 316L | 3 | 3 | 0 | pcs | MFH | Adjust | SPR/11/24/067 | 2024-11-25
MFH | ENG | P-17898-00 | Baut SS hexagonal M12x100 mm + mur; ; ; | 50 | 50 | 0 | pcs | MFH | Building | SPR/11/24/067 | 2024-11-25
MFH | ENG | P-16137-00 | Baut SS L M6 x 30 mm + Mur + Ring; ; ;; ; ; | 50 | 50 | 0 | pcs | MFH | Adjust | SPR/11/24/067 | 2024-11-25
MFH | ENG | P-16136-00 | Baut SS L M6 x 20 mm + Mur + Ring; ; ;; ; ; | 50 | 50 | 0 | pcs | MFH | Adjust | SPR/11/24/068 | 2024-11-25
MFH | ENG | P-14519-00 | Baut Hexagonal SS M8x30mm+Mur+Ring; ; ; | 150 | 150 | 0 | pcs | MFH | Adjust | SPR/11/24/068 | 2024-11-25
MFH | ENG | P-14522-00 | Dynabolt M12x60mm; ; ; | 100 | 100 | 0 | pcs | MFH | Building | SPR/11/24/068 | 2024-11-25
MFH | ENG | P-12158-00 | Dynabolt m 8 x 30 mm / m8 x 50 mm | 4 | 4 | 0 | pcs | MFH | Building | SPR/11/24/069 | 2024-11-25
MFH | ENG | P-12156-00 | Dynabolt dia M 10x50 mm | 100 | 100 | 0 | pcs | MFH | Building | SPR/11/24/069 | 2024-11-25
MFH | ENG | P-11886-00 | Baut SS L countersunk M 4x0.7x10mm + Mur | 100 | 100 | 0 | pcs | MFH | Adjust | SPR/11/24/069 | 2024-11-25
MFH | ENG | P-11424-00 | Selang Festo Pun-H-12x2 Blue 2 x 50 m | 50 | 50 | 0 | pcs | MFH | Adjust | SPR/11/24/070 | 2024-11-25
MFH | ENG | P-11431-00 | Selang Festo Pun-H-8x1.25 mm Blue NR : 197385 | 40 | 40 | 0 | pcs | MFH | Adjust | SPR/11/24/070 | 2024-11-25
MFH | ENG | P-11422-00 | Selang Festo Pun-H-10x1.5 / Blue NR : 197386 | 40 | 40 | 0 | pcs | MFH | Adjust | SPR/11/24/070 | 2024-11-25
MFH | ENG | O-19432-00 | Baut SS L M8 x 20 mm + Mur + Ring; ; ;; ; ;; ; ; | 50 | 50 | 0 | pcs | MFH | Adjust | SPR/11/24/071 | 2024-11-25
MFH | ENG | O-19431-00 | Baut SS L M8 x 30 mm + Mur + Ring; ; ;; ; ;; ; ; | 68 | 68 | 0 | pcs | MFH | Adjust | SPR/11/24/071 | 2024-11-25
MFH | ENG | O-19430-00 | Baut SS L M5 x 20 mm + Mur + Ring; ; ;; ; ;; ; ; | 50 | 50 | 0 | pcs | MFH | Adjust | SPR/11/24/071 | 2024-11-25
MFH | ENG | O-19429-00 | Baut SS L M4 x 10 mm + Mur + Ring; ; ;; ; ;; ; ; | 75 | 75 | 0 | pcs | MFH | Adjust | SPR/11/24/072 | 2024-11-25
MFH | ENG | O-19428-00 | Baut SS L M4 x 20 mm + Mur + Ring; ; ;; ; ;; ; ; | 100 | 100 | 0 | pcs | MFH | Adjust | SPR/11/24/072 | 2024-11-25
MFH | ENG | O-19427-00 | Baut SS L M3 x 30 mm + Mur + Ring; ; ;; ; ; | 100 | 100 | 0 | pcs | MFH | Adjust | SPR/11/24/072 | 2024-11-25
MFH | ENG | O-19426-00 | Baut SS L M3 x 20 mm + Mur + Ring; ; ;; ; ; | 100 | 100 | 0 | pcs | MFH | Adjust | SPR/11/24/073 | 2024-11-25
MFH | ENG | O-19425-00 | Baut Hexagonal SS304 M8 X 20mm+Mur+Ring; ; ;; ; ;; ; ; | 50 | 50 | 0 | pcs | MFH | Adjust | SPR/11/24/073 | 2024-11-25
MFH | ENG | O-19424-00 | Mur Baut A2-70 THE | 80 | 80 | 0 | pcs | MFH | Adjust | SPR/11/24/073 | 2024-11-25
MFH | ENG | O-19423-00 | Baut Hexagonal SS304 M6 X 30mm+Mur+Ring; ; ;; ; ; | 100 | 100 | 0 | pcs | MFH | Adjust | SPR/11/24/074 | 2024-11-25
MFH | ENG | O-19422-00 | Baut Hexagonal SS304 M4 X 30mm+Mur+Ring; ; ; | 100 | 100 | 0 | pcs | MFH | Adjust | SPR/11/24/074 | 2024-11-25
MFH | ENG | O-19256-00 | Grendel Pintu Sliding Stanless Steel; ; ; | 15 | 15 | 0 | pcs | MFH | Building | SPR/11/24/074 | 2024-11-25
MFH | ENG | O-18504-00 | Baut hexagonal ss M6x15mm+Mur+Ring; ; ; | 100 | 100 | 0 | pcs | MFH | Adjust | SPR/11/24/075 | 2024-11-25
MFH | ENG | O-52209-00 | Autoclave Fedegari FVA2/A1 NB2963AT - Safety Thermostat 169 deg C - 10K p/n: CD220008 | 1 | 1 | 0 | pcs | MFH | Adjust | SPR/11/24/075 | 2024-11-25
MFH | ENG | Q-60401-00 | Handle Pintu Bulat, Elbow Press Lock; Meroni; N13NE TB127; | 2 | 2 | 0 | pcs | MFH | Building | SPR/11/24/076 | 2024-11-25
INN | ENG | T-20123-00 | Acquity PDA/TUV 2489/2998 Perf | 1 | 1 | 0 | pcs | MFH | HPLC | SPR/12/24/001 | 2024-12-03
NDS | ENG | P-18468-00 | Pass Box Stickers ZC-A; ; ; | 4 | 4 | 0 | pcs | MFH | Mixing | SPR/12/24/002 | 2024-12-03
NDS | ENG | - | Modul Passbox | 1 | 1 | 0 | pcs | MFH | Mixing | SPR/12/24/002 | 2024-12-03
NDS | ENG | P-15961-00 | Freon 134A ;; ; ; | 1 | 1 | 0 | pcs | MFH | WIHC | SPR/12/24/003 | 2024-12-03
NDS | ENG | P-10945-00 | Insulation - Seal Tape onda | 1 | 1 | 0 | pcs | MFH | WIHC | SPR/12/24/003 | 2024-12-03
ROS | ENG | P-12305-00 | FESTO - QST-6 Push in t-connection p/n 153129 | 1 | 1 | 0 | pcs | MFH | Mixing | SPR/12/24/004 | 2024-12-03
ROS | ENG | P-13389-00 | Scotch Brite 3M; ; ; | 20 | 1 | 0 | pcs | MFH | BSC | SPR/12/24/004 | 2024-12-03
AAA | ENG | T-20201-00 | ASSY,SOLVENT FILTER., Waters, Part No. WAT025531 | 4 | 4 | 0 | pcs | MFH | HPLC | SPR/12/24/005 | 2024-12-03
ROS | ENG | P-13650-00 | Manual Valve HE-2-QS-6; FESTO; ; | 3 | 2 | 0 | pcs | MFH | Mixing | SPR/12/24/006 | 2024-12-03
MRN | ENG | P-14424-00 | Garam Kutreat RGN-9800F; ; ; 25Kg/zak | 25 | 25 | 0 | pcs | MFH | PWG | SPR/12/24/007 | 2024-12-03
SHF | ENG | P-51741-00 | Lampu Phillips PHP LED; 710 7w E27 White 220-240v; ; ; | 16 | 1 | 0 | pcs | MFH | AHU | SPR/12/24/008 | 2024-12-03
NDS | ENG | O-16033-00 | Isolator Gloves E10330 Y 7 E4 4; 000156; Material : CSM; Shape : E10; Size : 7; Thickness (mm) : 4/1; ; ; | 2 | 2 | 0 | pcs | MFH | Capping | SPR/12/24/009 | 2024-12-03
ASL | ENG | T-20123-00 | Acquity PDA/TUV 2489/2998 Perf | 2 | 2 | 0 | pcs | MFH | HPLC | SPR/12/24/010 | 2024-12-03
MRN | ENG | P-12830-00 | Sodium metabisulfit | 1 | 1 | 0 | pcs | MFH | WWTP1 | SPR/12/24/011 | 2024-12-03
ROS | ENG | O-16647-00 | Washing RAR4 - Oring Silicone Merah 23x18x2.5 mm; ; ; | 10 | 10 | 0 | pcs | MFH | Capping | SPR/12/24/012 | 2024-12-03
ROS | ENG | P-12765-00 | Silicone gasket for ferrule dia 2inch Taiwan | 12 | 5 | 0 | pcs | MFH | Mixing | SPR/12/24/012 | 2024-12-03
ROS | ENG | O-14640-00 | Silicone Gasket for Ferrule dia. 3/4" - P/N : - pc | 20 | 8 | 0 | pcs | MFH | Mixing | SPR/12/24/012 | 2024-12-03
MOB | ENG | Q-60025-00 | Kuas Eterna 1 | 1 | 1 | 0 | pcs | MFH | Building | SPR/12/24/013 | 2024-12-03
MOB | ENG | P-15852-00 | AMPLAS EAGLE 500 | 1 | 1 | 0 | pcs | MFH | Building | SPR/12/24/013 | 2024-12-03
MRN | ENG | P-15052-00 | Element Filter 1 micron P/N NXE-400-Z; ; ; | 1 | 1 | 0 | pcs | MFH | N2 Gen | SPR/12/24/014 | 2024-12-03
MRN | ENG | P-15053-00 | Element Filter 0.01 micron P/N NXE-400-X; ; ; | 1 | 1 | 0 | pcs | MFH | N2 Gen | SPR/12/24/014 | 2024-12-03
MRN | ENG | P-17062-00 | Element Filter for N2 ; Brand : NEXUS ; P/N : NXE-90-Z ; Pack Size : pcs | 1 | 1 | 0 | pcs | MFH | N2 Gen | SPR/12/24/014 | 2024-12-03
MRN | ENG | P-52529-00 | HDMI NSH-35 s/n 1308744 P/n: PWS6A00T-P; ; ; | 1 | 1 | 0 | pcs | MFH | N2 Gen | SPR/12/24/015 | 2024-12-03
MRN | ENG | P-53023-00 | General - Dosing Pump, Manual Strokes + Fitur Analogue 4-20 mA; Prominent; BT4B 0708 PVT 2000UA011A00YP; 1 Unit | 1 | 1 | 0 | pcs | MFH | PWG | SPR/12/24/015 | 2024-12-03
MRN | ENG | P-50717-00 | Kabel UTP 4 pairs Cat 6 merk BELDEN | 560 | 560 | 0 | pcs | MFH | Building | SPR/12/24/015 | 2024-12-03
MFH | ENG | Q-70065-00 | Dynabolt Beton M8x60; M8; M8x60; | 100 | 100 | 0 | pcs | MFH | Building | SPR/12/24/016 | 2024-12-03
MFH | ENG | P-14269-00 | Baut hexagonal SS M4x10mm+Mur+Ring; ; ; | 100 | 100 | 0 | pcs | MFH | - | SPR/12/24/016 | 2024-12-03
MFH | ENG | P-14268-00 | Baut hexagonal SS M4x20mm+Mur+Ring; ; ; | 100 | 100 | 0 | pcs | MFH | - | SPR/12/24/016 | 2024-12-03
MFH | ENG | P-14249-00 | Baut SS L M4 x 30 mm + Mur + Ring; ; ;; ; ; | 100 | 100 | 0 | pcs | MFH | - | SPR/12/24/017 | 2024-12-03
MFH | ENG | Q-70068-00 | Dynabolt Beton M10x60; M10; M10x60; | 50 | 50 | 0 | pcs | MFH | - | SPR/12/24/017 | 2024-12-03
MFH | ENG | Q-70066-00 | Dynabolt Beton M8x70; M8; M8x70; | 50 | 50 | 0 | pcs | MFH | - | SPR/12/24/017 | 2024-12-03
MFH | ENG | P-15351-00 | FESTO - Plastic tubing PUN-10x1,5-BL (Blue) p/n 159668; ; ; | 50 | 50 | 0 | pcs | MFH | - | SPR/12/24/018 | 2024-12-03
MFH | ENG | P-18618-00 | Chemicals Kuclean HL-351 @20 liter; ; ; | 49 | 49 | 0 | pcs | MFH | - | SPR/12/24/018 | 2024-12-03
MFH | ENG | O-54181-00 | Resistor 150 Ohm 1/2 watt; No Brand; ; | 35 | 35 | 0 | pcs | MFH | - | SPR/12/24/018 | 2024-12-03
MFH | ENG | Q-70072-00 | Dynabolt Beton M12x70; M12; M12x70; | 30 | 30 | 0 | pcs | MFH | Building | SPR/12/24/019 | 2024-12-03
MFH | ENG | P-19255-00 | Plastic Tubing PUN-H-14x2-BL; Festo; 570386; | 30 | 30 | 0 | m | MFH | - | SPR/12/24/019 | 2024-12-03
MFH | ENG | P-17389-00 | Kawat las SS316 dia 3.2; ; ; | 25 | 25 | 0 | pcs | MFH | Workshop | SPR/12/24/019 | 2024-12-03
MFH | ENG | P-12083-00 | Clamp selang SS dia 1/2inch ex TRIDON | 25 | 25 | 0 | pcs | MFH | - | SPR/12/24/020 | 2024-12-03
MFH | ENG | Q-70069-00 | Dynabolt Beton M10x70; M10; M10x70; | 20 | 20 | 0 | pcs | MFH | - | SPR/12/24/020 | 2024-12-03
MFH | ENG | P-18789-00 | Gland Packing Teflon PTFE 4x4 mm; ; ; | 10 | 10 | 0 | pcs | MFH | - | SPR/12/24/020 | 2024-12-03
MFH | ENG | P-12082-00 | Clamp selang ss dia 3/4inch ex TRIDON | 8 | 8 | 0 | pcs | MFH | - | SPR/12/24/021 | 2024-12-03
MFH | ENG | P-19233-00 | Fitting QS 1/2 x 8mm; EMC; ; | 7 | 7 | 0 | pcs | MFH | - | SPR/12/24/021 | 2024-12-03
MFH | ENG | P-50943-00 | Flexible conduit dia 20 mm | 4 | 4 | 0 | pcs | MFH | - | SPR/12/24/021 | 2024-12-03
MFH | ENG | P-18966-00 | Kawat Perak Las 40%; Merk Grilot-7; ; ; | 5 | 5 | 0 | pcs | MFH | - | SPR/12/24/022 | 2024-12-03
MFH | ENG | O-54015-00 | STOP KONTAK LUBANG 4, BROCO | 5 | 5 | 0 | pcs | MFH | - | SPR/12/24/022 | 2024-12-03
MFH | ENG | P-19238-00 | Fitting Tee Tubing 12mm; EMC; ; | 3 | 3 | 0 | pcs | MFH | - | SPR/12/24/022 | 2024-12-03
MFH | ENG | P-19234-00 | Pneumatic Union Speed Control 12 mm; EMC; ; | 3 | 3 | 0 | pcs | MFH | - | SPR/12/24/023 | 2024-12-03
MFH | ENG | Q-54128-00 | Kuas Cat Uk. 2.5 inch;EXITO Noterna;;pack size per pcs | 2 | 2 | 0 | pcs | MFH | - | SPR/12/24/023 | 2024-12-03
MFH | ENG | P-53211-00 | LOCTITE High Temperature @ 50 ml; ; ; | 2 | 2 | 0 | pcs | MFH | - | SPR/12/24/023 | 2024-12-03
MFH | ENG | P-19160-00 | Cable Duct PVC 65 x 65 x 2900mmLokal | 2 | 2 | 0 | pcs | MFH | - | SPR/12/24/024 | 2024-12-03
MFH | ENG | P-17347-00 | General - Pre Filter G4 2m x 20m x 2mm; Hencolin; -; 1 Roll | 2 | 2 | 0 | pcs | MFH | - | SPR/12/24/024 | 2024-12-03
EPO | QAS | P-17830-00 | Cleaner Stainless Stell & Polish; 3M; ; | 2 | 2 | 0 | pcs | MFH | IPC | SPR/12/24/025 | 2024-12-03
MOB | ENG | P-14424-00 | Garam Kutreat RGN-9800F; ; ; 25Kg/zak | 25 | 25 | 0 | pcs | MFH | PWG | SPR/12/24/026 | 2024-12-03
RMA | ENG | O-15931-00 | Double Tape 3M 1" Merah - P/N : - pc | 1 | 1 | 0 | pcs | MFH | Building | SPR/12/24/027 | 2024-12-03
SFH | ENG | P-12433-00 | Isolasi AC- Sansui | 2 | 2 | 0 | pcs | MFH | AHU | SPR/12/24/028 | 2024-12-03
SFH | ENG | P-17645-00 | Sodium Hiphoclorite; ; ; ltr | 55 | 75 | 0 | pcs | MFH | WWTP | SPR/12/24/028 | 2024-12-03
SFH | ENG | Q-60026-00 | Kuas 2" Eterna | 2 | 2 | 0 | pcs | MFH | Building | SPR/12/24/028 | 2024-12-03
SHF | ENG | Q-10128-00 | Thinner;Impala;;pack size per can | 3 | 1 | 0 | pcs | MFH | Building | SPR/12/24/029 | 2024-12-03
MOB | ENG | P-51560-00 | Lampu T5 28watt Putih; Phillips; ; | 6 | 6 | 0 | pcs | MFH | Building | SPR/12/24/030 | 2024-12-03
ANO | ENG | S-46129-00 | Plastik Wrap Roll, Size 50 x 200 cm x 17 micron; no brand; ; pack size per roll | 1 | 1 | 0 | pcs | MFH | - | SPR/12/24/031 | 2024-12-03
SFH | ENG | P-51560-00 | Lampu T5 28watt Putih; Phillips; ; | 5 | 15 | 0 | pcs | MFH | Building | SPR/12/24/032 | 2024-12-03
SFH | ENG | P-53169-00 | Ballast Electronic EB-C 228 TL5, 2x28W; Phillips; ; | 2 | 2 | 0 | pcs | MFH | Building | SPR/12/24/032 | 2024-12-03
INN | ENG | P-50138-00 | Battery Lithium / Buffer TL-2150 size 1/2 AA | 3 | 3 | 0 | pcs | MFH | MS30 | SPR/12/24/033 | 2024-12-03
INN | ENG | P-51928-00 | Battery Lithium 3V CR2477N; ; ; | 3 | 1 | 0 | pcs | MFH | MS30 | SPR/12/24/033 | 2024-12-03
INN | ENG | S-40011-00 | Battery Lithium 3,6 V LS 14250, Shaft | 1 | 1 | 0 | pcs | MFH | MS30 | SPR/12/24/033 | 2024-12-03
INN | ENG | O-19691-00 | Capping VCM200 - Dudukan Sensor Counter 105 x 85 x 20 mm; Custom; ; | 1 | 1 | 0 | pcs | MFH | Capping | SPR/12/24/034 | 2024-12-03
INN | ENG | O-19373-00 | Washing RAR4 - Guide Vial Turn Table, OD.161mm x tebal 12mm, Material Nylon; ; ; | 1 | 1 | 0 | pcs | MFH | Washing | SPR/12/24/034 | 2024-12-03
INN | ENG | O-17069-00 | Washing RAR4 - Pincers Jaws for Vial 20mL & 25mL HARRISA CIPTARINDO ENGINEERING, CV. P/N : - pc | 2 | 2 | 0 | pcs | MFH | Washing | SPR/12/24/034 | 2024-12-03
INN | ENG | O-54128-00 | Thermocouple 4 Channel 4 HTI HT-9815; Lokal; ; | 1 | 1 | 0 | pcs | MFH | Tools | SPR/12/24/035 | 2024-12-03
INN | ENG | O-53013-00 | Heavy Duty Connector 4Pin (Male + Female); Lokal; ; | 1 | 1 | 0 | pcs | MFH | Capping | SPR/12/24/035 | 2024-12-03
INN | ENG | O-19911-00 | CC600L - Coil Evaporator Uk. 40 cm x 15 x 15, Material Tembaga; Custom; ; | 1 | 1 | 0 | pcs | MFH | Capping | SPR/12/24/035 | 2024-12-03
INN | ENG | O-53032-00 | Cable Temperature Sensor Silicone 1,5m PT1000 QAP2012.150 | 1 | 1 | 0 | pcs | MFH | CC | SPR/12/24/036 | 2024-12-03
INN | ENG | O-53011-00 | Timer Digital LE8B-BF; Autonics; A01761; | 2 | 2 | 0 | pcs | MFH | Passbox | SPR/12/24/036 | 2024-12-03
INN | ENG | P-52964-00 | Temperatur Control Continuous Sealer FRB-700; MC; TEQD-2301B; | 1 | 1 | 0 | pcs | MFH | lab | SPR/12/24/036 | 2024-12-03
INN | ENG | O-19954-00 | Dudukan Sensor Counter 2x100x100 mm, Mat. SUS 304; Custom; ; | 1 | 1 | 0 | pcs | MFH | Capping | SPR/12/24/037 | 2024-12-03
INN | ENG | O-19342-00 | Washing RAR4 - Pendorong Pusher Outfeed, Machining Plate Material Pom Putih; ; ; | 2 | 1 | 0 | pcs | MFH | Washing | SPR/12/24/037 | 2024-12-03
RMA | ENG | - | Amplas 1000 | 1 | 1 | 0 | pcs | MFH | Building | SPR/12/24/038 | 2024-12-09
RIA | ENG | P-14453-00 | Filter IAF MB Series (Medium Filter), efficiency : 60-65 %, Size: 24 x 24 x 12 inch; IAF; ; | 10 | 2 | 0 | pcs | MFH | AHU | SPR/12/24/039 | 2024-12-09
RIA | ENG | P-14454-00 | Filter IAF MB Series (Medium Filter), efficiency : 60-65 %, Size: 12 x 24 x 12 inch; IAF; ; | 8 | 2 | 0 | pcs | MFH | AHU | SPR/12/24/039 | 2024-12-09
RIA | ENG | Q-60025-00 | Kuas Eterna 1 | 3 | 3 | 0 | pcs | MFH | Building | SPR/12/24/039 | 2024-12-09
RIA | ENG | Q-60026-00 | Kuas 2" Eterna | 1 | 1 | 0 | pcs | MFH | Building | SPR/12/24/040 | 2024-12-09
RIA | ENG | P-51299-00 | Terminal plastik dia 6 mm | 16 | 2 | 0 | pcs | MFH | - | SPR/12/24/040 | 2024-12-09
RIA | ENG | - | Lampu LED Kuning Panjang | 1 | 1 | 0 | pcs | MFH | Building | SPR/12/24/040 | 2024-12-09
NDS | ENG | Q-10377-00 | Door Seal Brush PVC Hitam Ukuran 100 x 2,5 cm; No Brand; ; pack size per pcs | 4 | 3 | 0 | pcs | MFH | MS30 | SPR/12/24/041 | 2024-12-09
NDS | ENG | P-50288-00 | Bola Lampu - Halogen 20 W Osram | 2 | 1 | 0 | pcs | MFH | Mixing | SPR/12/24/041 | 2024-12-09
NDS | ENG | O-15485-00 | HEPA (H 14) Filters (155D mm x 150H mm); ; ; | 2 | 2 | 0 | pcs | MFH | S&D | SPR/12/24/041 | 2024-12-09
INN | ENG | - | Gripper A920000005 | 1 | 1 | 0 | pcs | MFH | Cartoning | SPR/12/24/042 | 2024-12-09
INN | ENG | O-16573-00 | Marchesini MA155 - Conveyor Belt TS10 290 x 40 Habasit p/n:C720002940 | 1 | 1 | 0 | pcs | MFH | Cartoning | SPR/12/24/042 | 2024-12-09
INN | ENG | O-16570-00 | Marchesini MA155 - Conveyor Belt TS10 720 x 40 Habasit p/n:C720007240 | 1 | 1 | 0 | pcs | MFH | Cartoning | SPR/12/24/042 | 2024-12-09
RIA | ENG | P-51298-00 | Terminal plastik dia 4 mm | 7 | 1 | 0 | pcs | MFH | Server | SPR/12/24/043 | 2024-12-09
RIA | ENG | P-52501-00 | OMRON - TIMER H3CR- A8 220 VAC; ; ; | 3 | 3 | 0 | pcs | MFH | - | SPR/12/24/043 | 2024-12-09
RIA | ENG | - | Resistor 5k6 ohm | 3 | 3 | 0 | pcs | MFH | Server | SPR/12/24/043 | 2024-12-09
ROS | ENG | P-54199-00 | Stop Kontak AC Kaki 3 Broco; Broco; ; | 4 | 4 | 0 | pcs | MFH | MLAF | SPR/12/24/044 | 2024-12-09
ROS | ENG | O-54138-00 | Terminal Viking / Terminal Block Size 10 mm; Fort; ; | 4 | 6 | 0 | pcs | MFH | Tunnel | SPR/12/24/044 | 2024-12-09
MOB | ENG | Q-60501-00 | Silicone Sealant;Silglaze;Type N10 Clear;pack size per pcs | 2 | 1 | 0 | pcs | MFH | - | SPR/12/24/045 | 2024-12-09
ROS | ENG | Q-60503-00 | Silicone Sealant;Silglaze;Type N10 Grey;pack size per pcs | 2 | 1 | 0 | pcs | MFH | cRABS | SPR/12/24/046 | 2024-12-09
ROS | ENG | T-80109-00 | Cellotape Kertas 1 inch warna Putih | 1 | 1 | 0 | pcs | MFH | cRABS | SPR/12/24/046 | 2024-12-09
MRN | ENG | P-53102-00 | Lampu PLC 13watt/E27 Putih; Phillips; ; | 14 | 8 | 0 | pcs | MFH | Building | SPR/12/24/047 | 2024-12-09
MRN | ENG | P-51559-00 | Lampu T5 14watt Putih; Phillips; ; | 7 | 6 | 0 | pcs | MFH | Building | SPR/12/24/047 | 2024-12-09
INN | ENG | P-18214-00 | Part for Isolator - RTP 190 mm; Alpha port 190 mm dia; ; ; | 1 | 1 | 0 | pcs | MFH | SnD | SPR/12/24/048 | 2024-12-09
MRN | ENG | P-11165-00 | Pneumatic Fitting - QS 1/2-12 / PN : 153010 / Festo | 1 | 1 | 0 | pcs | MFH | AHU | SPR/12/24/049 | 2024-12-09
MRN | ENG | - | Pneumatic Fitting - QS 1/2-8 | 1 | 1 | 0 | pcs | MFH | AHU | SPR/12/24/049 | 2024-12-09
SFH | ENG | P-10945-00 | General - Seal Tape 1 Inch 10 M; Onda; ST 02; 1 pcs | 1 | 1 | 0 | pcs | MFH | Building | SPR/12/24/050 | 2024-12-09
SFH | ENG | P-12994-00 | Nippon Tape - ASF-110FR | 1 | 1 | 0 | pcs | MFH | Mixing | SPR/12/24/051 | 2024-12-09
SFH | ENG | Q-10128-00 | Thinner;Impala;;pack size per can | 1 | 1 | 0 | pcs | MFH | AHU | SPR/12/24/051 | 2024-12-09
NDS | ENG | P-52640-00 | Bola lampu 220 V 5 Watt for Cartoning Machine; ; ; | 1 | 1 | 0 | pcs | MFH | Sterilisasi | SPR/01/25/001 | 2025-01-25
RIA | ENG | O-51157-00 | Fuse Keramik 6A 10x38 | 1 | 1 | 0 | pcs | MFH | PW | SPR/01/25/002 | 2025-01-25
RIA | ENG | - | Fuse Holder | 1 | 1 | 0 | pcs | MFH | PW | SPR/01/25/002 | 2025-01-25
RIA | ENG | O-54008-00 | MCB 1 PHASE, SCHNEIDER ELECTRIC, 25 AMPERE | 1 | 1 | 0 | pcs | MFH | PW | SPR/01/25/002 | 2025-01-25
SFH | ENG | Q-60026-00 | Kuas 2" Eterna | 1 | 1 | 0 | pcs | MFH | Building | SPR/01/25/003 | 2025-01-25
MOB | ENG | O-14642-00 | Silicone Gasket for Ferrule dia. 2,5"; ; ; | 1 | 1 | 0 | pcs | MFH | PWG | SPR/01/25/004 | 2025-01-25
MOB | ENG | P-12765-00 | Silicone gasket for ferrule dia 2inch Taiwan | 1 | 1 | 0 | pcs | MFH | PWG | SPR/01/25/004 | 2025-01-25
MRN | ENG | P-11694-00 | Mata Gerinda 4" | 4 | 4 | 0 | pcs | MFH | Building | SPR/01/25/005 | 2025-01-25
MRN | ENG | - | QS 1/2-8 | 1 | 1 | 0 | pcs | MFH | WWTP | SPR/01/25/005 | 2025-01-25
MOB | ENG | P-19434-00 | General - Chemical Cleaning; Kuclean; AC 101; 1 PL = 25 Kg | 1 | 1 | 0 | Pail | MFH | AHU | SPR/01/25/006 | 2025-01-25
MRN | ENG | Q-10517-00 | Scraper / Kape Besi; ; ; | 1 | 1 | 0 | pcs | MFH | Building | SPR/01/25/007 | 2025-01-25
MRN | ENG | O-16571-00 | Marchesini MA155 - Conveyor Belt TS10 570 x 40 Habasit p/n:C720005740 | 1 | 1 | 0 | pcs | MFH | Cartoning | SPR/01/25/007 | 2025-01-25
MRN | ENG | O-16571-00 | Marchesini MA155 - Conveyor Belt TS10 570 x 40 Habasit p/n:C720005740 | 1 | 1 | 0 | pcs | MFH | Cartoning | SPR/01/25/007 | 2025-01-25
RIA | ENG | P-52992-00 | General - Vertical Float Level Switch, 1A, 220VAC/DC or 24VDC; Wingel; VSS-2FJ-S2-L1100-FS45-0; | 2 | 2 | 0 | pcs | MFH | Hot Water | SPR/01/25/008 | 2025-01-25
MRN | ENG | O-15718-00 | SYNTHETIC FOOD GRADE, CRC - P/N : NSF H1 pc | 1 | 1 | 0 | can | MFH | Building | SPR/01/25/009 | 2025-01-25
AAA | ENG | P-53214-00 | Epoxy Adhesive DEXTONE; ; ; | 1 | 1 | 0 | Set | MFH | Washing | SPR/01/25/010 | 2025-01-25
AAA | ENG | Q-10249-00 | Lem Power Glue | 1 | 1 | 0 | pcs | MFH | Washing | SPR/01/25/010 | 2025-01-25
MOB | ENG | P-14424-00 | Garam Kutreat RGN-9800F; ; ; 25Kg/zak | 25 | 25 | 0 | Kg | MFH | PWG | SPR/01/25/011 | 2025-01-25
MOB | ENG | - | NAOH | 1 | 1 | 0 | Sak | MFH | PWG | SPR/01/25/011 | 2025-01-25
MRN | ENG | T-80109-00 | Cellotape Kertas 1 inch warna Putih | 4 | 4 | 0 | pcs | MFH | Building | SPR/01/25/012 | 2025-01-25
MRN | ENG | Q-10134-00 | TOTO - Jet Shower spray TX 403S | 1 | 1 | 0 | pcs | MFH | Building | SPR/01/25/012 | 2025-01-25
MRN | ENG | P-10945-00 | Insulation - Seal Tape onda | 1 | 1 | 0 | Pcs | MFH | Building | SPR/01/25/012 | 2025-01-25
ANO | ENG | - | Oring Seal 16.4*20*3 mm | 1 | 1 | 0 | Pcs | RYP | Autoclave | SPR/02/25/001 | 2025-02-27
MRM | ENG | Q-10128-00 | Thinner Super End/Impala | 1 | 1 | 0 | Pcs | RYP | Building | SPR/02/25/002 | 2025-02-27
RMA | ENG | P-12433-00 | Thinner Super End/Impala | 1 | 1 | 0 | Pcs | RYP | Building | SPR/02/25/003 | 2025-02-27
MOB | ENG | P-15938-00 | Water Hardness Test Kit; ; ; | 1 | 1 | 0 | Pcs | RYP | PWG | SPR/02/25/004 | 2025-02-27
RIA | ENG | P-14458-00 | Filter IAF MBV Series (Medium Filter), efficiency : 90-95 %, Size: 12 x 24 x 12 inch; IAF; ; | 2 | 2 | 0 | Pcs | RYP | AHU | SPR/02/25/005 | 2025-02-27
RIA | ENG | P-14457-00 | Filter IAF MBV Series (Medium Filter), efficiency : 90-95 %, Size: 24 x 24 x 12 inch; IAF; ; | 2 | 2 | 0 | Pcs | RYP | AHU | SPR/02/25/005 | 2025-02-27
RIA | ENG | Q-60026-00 | Kuas Eterna 2 inchi | 1 | 1 | 0 | Pcs | RYP | Building | SPR/02/25/005 | 2025-02-27
RIA | ENG | Q-10154-00 | Kuas Cat Roller uk. 230 mm;No Brand;;pack size per set | 1 | 1 | 0 | Pcs | RYP | Building | SPR/02/25/006 | 2025-02-27
RIA | ENG | P-11424-00 | Selang Festo Pun-H-12x2 Blue 2 x 50 m | 15 | 15 | 0 | Mtr | RYP | Machine | SPR/02/25/006 | 2025-02-27
SFH | ENG | P-11356-00 | Roda Trolly ABUS 4" ( 100 x 27 ) Without Breake | 4 | 4 | 0 | Pcs | RYP | Building | SPR/02/25/007 | 2025-02-27
RMA | ENG | - | Amplas 1000 | 2 | 2 | 0 | Pcd | RYP | Building | SPL/02/25/008 | 2025-02-27
AAA | ENG | O-16647-00 | Washing RAR4 - Oring Silicone Merah 23x18x2.5 mm; ; ; | 10 | 10 | 0 | Pcs | RYP | Capping | SPR/02/25/009 | 2025-02-27
MRN | ENG | P-51560-00 | Lampu T5 28watt Putih; Phillips; ; | 1 | 1 | 0 | Pcs | RYP | Building | SPR/02/25/010 | 2025-02-27
SHF | ENG | Q-60502-00 | Silicone Sealant, Silglaze, Type N10 White, pack size per pcs | 1 | 1 | 0 | Pcs | RYP | Building | SPR/02/25/011 | 2025-02-27
ANA | ENG | O-54014-00 | STEKER 1 PHASE, BROCO | 1 | 1 | 0 | Pcs | RYP | Building | SPR/02/25/012 | 2025-02-27
ROS | ENG | P-19080-00 | Cabel Tie Mount 30 x 30 mm; Sigma; ; | 1 | 1 | 0 | Pcs | RYP | Dispensing | SPR/02/25/013 | 2025-02-27
ROS | ENG | P-15437-00 | CABLE SPIRAL WRAPPING, TYPE KS24, BRAND KSS; ; ; | 1 | 1 | 0 | Pcs | RYP | Dispensing | SPR/02/25/013 | 2025-02-27
ROS | ENG | P-52110-00 | CAPACITOR 5 uF, 500 V, 50/60 Hz; ; ; | 1 | 1 | 0 | Pcs | RYP | Machine | SPR/02/25/013 | 2025-02-27
MBN | ENG | Q-10249-00 | Lem;Power Glue;;pack size per pcs | 1 | 1 | 0 | Pcs | RYP | Tableting | SPR/02/25/014 | 2025-02-27
ROS | ENG | T-80109-00 | Cellotape Kertas 1 inch warna Putih | 1 | 1 | 0 | Pcs | RYP | Filling | SPR/02/25/015 | 2025-02-27
ROS | ENG | Q-60503-00 | Silicone Sealant, Silglaze, Type N10 Grey, pack size per pcs | 1 | 1 | 0 | Pcs | RYP | Filling | SPR/02/25/015 | 2025-02-27
ROS | ENG | O-16030-00 | 001292; Item Type : Dry box; 97800 Y 8.5 E4 5; Material : CSM; Shape : 97; Size : 8.5; Thickness (mm; ; ; | 2 | 2 | 0 | Pcs | RYP | Machine | SPR/02/25/016 | 2025-02-27
INN | ENG | P-53031-00 | General - Cooling Fan; Fulltech; UF15AC23-BTH; 1 Pc | 1 | 1 | 0 | Pcs | RYP | FD | SPR/02/25/017 | 2025-02-27
INN | ENG | O-16980-00 | Freeze Dryer MBE1207 - Diaphrapm DA040E2 M4 Saunders CIPTA SOLUSI ANDALAN, PT P/N : - pc | 6 | 6 | 0 | Pcs | RYP | FD | SPR/02/25/017 | 2025-02-27
INN | ENG | O-16981-00 | Freeze Dryer MBE1207 - Diaphrapm DA025E2 M4 Saunders CIPTA SOLUSI ANDALAN, PT P/N : - pc | 10 | 10 | 0 | Pcs | RYP | FD | SPR/02/25/017 | 2025-02-27
SHF | ENG | O-15931-00 | Double Tape 3M 1" Merah - P/N : - pc | 2 | 2 | 0 | Pcs | RYP | Building | SPR/02/25/018 | 2025-02-27
SHF | ENG | - | Teplon Gasket 1/2 | 2 | 2 | 0 | Pcs | RYP | Machine | SPR/02/25/018 | 2025-02-27
SHF | ENG | - | Clamp 2 inch | 2 | 2 | 0 | Pcs | RYP | Machine | SPR/02/25/018 | 2025-02-27
INN | ENG | O-18347-00 | Tunnel ST1L - Silicone Inflatable Gasket AIRMATIC AIR 1055 MVQ Centre length:1312 mm; ; ; | 1 | 1 | 0 | Pcs | RYP | Machine | SPR/02/25/019 | 2025-02-27
INN | ENG | O-18348-00 | Tunnel ST1L - Connections AISI 304 - 1/8 Inch for Tunnel Inflatable Gasket Substitution Dia. Tube 6; ; ; | 1 | 1 | 0 | Pcs | RYP | Machine | SPR/02/25/019 | 2025-02-27
INN | ENG | O-16033-00 | Isolator Gloves E10330 Y 7 E4 4; 000156; Material : CSM; Shape : E10; Size : 7; Thickness (mm) : 4/1; ; ; | 1 | 1 | 0 | Pcs | RYP | Machine | SPR/02/25/019 | 2025-02-27
RIA | ENG | P-15862-00 | PAPER RECORD YOKOGAWA; FOLDING CHART B9565AW | 2 | 2 | 0 | Pcs | RYP | PW SKID | SPR/02/25/020 | 2025-02-27
RIA | ENG | P-10945-00 | General - Seal Tape 1 Inch 10 M; Onda; ST 02; 1 pcs | 1 | 1 | 0 | Pcs | RYP | PWG | SPR/02/25/020 | 2025-02-27
INN | ENG | P-51560-00 | Lampu T5 28watt Putih; Phillips; ; | 1 | 1 | 0 | Pcs | RYP | WIHC | SPR/02/25/021 | 2025-02-27
AAA | ENG | O-16030-00 | 001292; Item Type : Dry box; 97800 Y 8.5 E4 5; Material : CSM; Shape : 97; Size : 8.5; Thickness (mm; ; ; | 1 | 1 | 0 | Pcs | RYP | Machine | SPR/02/25/022 | 2025-02-27
AAA | ENG | O-16030-00 | 001292; Item Type : Dry box; 97800 Y 8.5 E4 5; Material : CSM; Shape : 97; Size : 8.5; Thickness (mm; ; ; | 2 | 2 | 0 | Pcs | RYP | Machine | SPR/02/25/022 | 2025-02-27
AAA | ENG | Q-10586-00 | Lampu LED T5-9W-600mm; ; ; | 1 | 1 | 0 | Set | RYP | Çonveyor B | SPR/02/25/023 | 2025-02-27
ANO | ENG | O-14640-00 | Silicone Gasket for Ferrule dia. 3/4" - P/N : - pc | 1 | 1 | 0 | Pcs | RYP | Machine | SPR/02/25/024 | 2025-02-27
ANO | ENG | - | Bland Ferule | 1 | 1 | 0 | Pcs | RYP | Machine | SPR/02/25/024 | 2025-02-27
ANO | ENG | P-12471-00 | Lem silicone Elastosil ? E41 | 1 | 1 | 0 | Pcs | RYP | Machine | SPR/02/25/024 | 2025-02-27
NDS | ENG | O-16033-00 | Isolator Gloves E10330 Y 7 E4 4; 000156; Material : CSM; Shape : E10; Size : 7; Thickness (mm) : 4/1; ; ; | 2 | 2 | 0 | Pcs | RYP | Machine | SPR/02/25/025 | 2025-02-27
AAA | ENG | O-52884-00 | Filling VFM100 - Laser Sensor World beam QS18VP6LAF250Q5 10-30 VDC; Banner; ; | 1 | 1 | 0 | Pcs | RYP | Filling | SPR/02/25/026 | 2025-02-27
ROS | ENG | O-16033-00 | Isolator Gloves E10330 Y 7 E4 4; 000156; Material : CSM; Shape : E10; Size : 7; Thickness (mm) : 4/1; ; ; | 1 | 1 | 0 | Pcs | RYP | Machine | SPR/02/25/027 | 2025-02-27
INN | ENG | O-16647-00 | Washing RAR4 - Oring Silicone Merah 23x18x2.5 mm; ; ; | 10 | 10 | 0 | Pcs | RYP | Capping | SPR/02/25/028 | 2025-02-27
REI | ENG | O-18055-00 | Robot Casepacker - Suction cup; VB17. single below; diameter Cup 17 mm.; vmeca; ; | 4 | 4 | 0 | Pcs | RYP | Capping | SPR/02/25/029 | 2025-02-27
RIA | ENG | P-50286-00 | Kabel NYYHY 3 x 1,5 mm | 15 | 15 | 0 | Mtr | RYP | Building | SPR/02/25/030 | 2025-02-27
RIA | ENG | P-51756-00 | Kabel NYYHY 3x0.75mm; ; ; meter | 10 | 10 | 0 | Mtr | RYP | Building | SPR/02/25/030 | 2025-02-27
RIA | ENG | O-54015-00 | STOP KONTAK LUBANG 4, BROCO | 3 | 3 | 0 | Pcs | RYP | Building | SPR/02/25/030 | 2025-02-27
RIA | ENG | O-54014-00 | STEKER 1 PHASE, BROCO | 2 | 2 | 0 | Pcs | RYP | Building | SPR/02/25/031 | 2025-02-27
RIA | ENG | P-51560-00 | Lampu T5 28watt Putih; Phillips; ; | 5 | 5 | 0 | Pcs | RYP | Building | SPR/02/25/031 | 2025-02-27
RIA | ENG | P-52991-00 | General - Water Heater Immersion 9 Element Dia 11,2 x 2000 mm, DIM A, 60 KW-220/380 V; Lokal; Type : MS-3DA48150; | 1 | 1 | 0 | Pcs | RYP | Hot Water | SPR/02/25/031 | 2025-02-27
RIA | ENG | - | Scr Hot Water | 1 | 1 | 0 | Pcs | RYP | Machine | SPR/02/25/032 | 2025-02-27
RIA | ENG | - | Fuse 160 A | 3 | 3 | 0 | Pcs | RYP | Machine | SPR/02/25/032 | 2025-02-27
RIA | ENG | - | TK24-14C Thermocontrol | 1 | 1 | 0 | Pcs | RYP | Machine | SPR/02/25/032 | 2025-02-27
INN | ENG | P-52328-00 | Fan Panel 9x9x2 CM 12VDC + Adaptor; ; ; | 1 | 1 | 0 | Pcs | RYP | Tunnel | SPR/02/25/033 | 2025-02-27
INN | ENG | P-53031-00 | General - Cooling Fan; Fulltech; UF15AC23-BTH; 1 Pc | 1 | 1 | 0 | Pcs | RYP | Tunnel | SPR/02/25/033 | 2025-02-27
INN | ENG | O-15931-00 | Double Tape 3M 1" Merah - P/N : - pc | 1 | 1 | 0 | Pcs | RYP | Tunnel | SPR/02/25/033 | 2025-02-27
SHF | ENG | P-51560-00 | Lampu T5 28watt Putih; Phillips; ; | 2 | 2 | 0 | Pcs | RYP | Building | SPR/02/25/034 | 2025-02-27
SHF | ENG | P-11356-00 | Roda Trolly ABUS 4" ( 100 x 27 ) Without Breake | 1 | 1 | 0 | Pcs | RYP | Building | SPR/02/25/034 | 2025-02-27
MRN | ENG | - | Lampu Emergency | 3 | 3 | 0 | Pcs | RYP | Lanta | SPR/02/25/035 | 2025-02-27
MRN | ENG | Q-60503-00 | Silicone Sealant, Silglaze, Type N10 Grey, pack size per pcs | 1 | 1 | 0 | Pcs | RYP | - | SPR/02/25/035 | 2025-02-27
ANO | ENG | O-54015-00 | STOP KONTAK LUBANG 4, BROCO | 1 | 1 | 0 | Pcs | RYP | Weighing Booth | SPR/02/25/036 | 2025-02-27
ANO | ENG | P-19080-00 | Cabel Tie Mount 30 x 30 mm; Sigma; ; | 1 | 1 | 0 | pack | RYP | - | SPR/02/25/036 | 2025-02-27
ANO | ENG | P-14877-00 | General - Kabel NYYHY 3 x 2,5mm; Supreme; -; 1 meter | 4 | 4 | 0 | pcs | RYP | - | SPR/02/25/036 | 2025-02-27
ANO | ENG | O-15931-00 | Double Tape 3M 1" Merah - P/N : - pc | 1 | 1 | 0 | Pcs | MFH | - | SPR/02/25/036 | 2025-02-27
ROS | ENG | T-80109-00 | Cellotape Kertas 1 inch warna Putih | 1 | 1 | 0 | Pcs | RYP | Autoclave | SPR/02/25/037 | 2025-02-27
MRN | ENG | - | Baterai Emergeney | 1 | 1 | 0 | pcs | RYP | Building | SPR/02/25/038 | 2025-02-27
MRN | ENG | O-13062-00 | AUTOCLAVE Lab Mikro - PALL Emflon Filter 0,2um p/n C3PFRP1 | 1 | 1 | 0 | pcs | RYP | WFI Gen | SPR/02/25/038 | 2025-02-27
MRN | ENG | O-11287-00 | F200 - Pall Filter p/n KA3PFRP1 | 1 | 1 | 0 | pcs | RYP | WFI Gen | SPR/02/25/038 | 2025-02-27
SHF | ENG | O-15931-00 | Double Tape 3M 1" Merah - P/N : - pc | 1 | 1 | 0 | pcs | RYP | Building | SPR/02/25/039 | 2025-02-27
ROS | ENG | O-16032-00 | Sleeves M200/90 Y 550 E4 Bt5/5 BJ;001643;Material : CSM; Shape : 200/90; Thickness (mm) : 4/10; Leng; ; ; | 1 | 1 | 0 | pcs | RYP | Filling | SPR/02/25/040 | 2025-02-27
ROS | ENG | O-16033-00 | Isolator Gloves E10330 Y 7 E4 4; 000156; Material : CSM; Shape : E10; Size : 7; Thickness (mm) : 4/1; ; ; | 1 | 1 | 0 | pcs | RYP | Filling | SPR/02/25/040 | 2025-02-27
INN | ENG | O-16030-00 | 001292; Item Type : Dry box; 97800 Y 8.5 E4 5; Material : CSM; Shape : 97; Size : 8.5; Thickness (mm; ; ; | 1 | 1 | 0 | Pcs | MFH | SnD | SPR/02/25/041 | 2025-02-27
INN | ENG | O-16030-00 | 001292; Item Type : Dry box; 97800 Y 8.5 E4 5; Material : CSM; Shape : 97; Size : 8.5; Thickness (mm; ; ; | 2 | 2 | 0 | Pcs | MFH | SnD | SPR/02/25/041 | 2025-02-27
ROS | ENG | O-16647-00 | Washing RAR4 - Oring Silicone Merah 23x18x2.5 mm; ; ; | 10 | 10 | 0 | Pcs | MFH | Capping | SPR/02/25/042 | 2025-02-27
MRN | ENG | Q-10154-00 | Roller cat 230mm | 1 | 1 | 0 | Pcs | MFH | Building | SPR/02/25/043 | 2025-02-27
MRN | ENG | Q-60025-00 | Kuas Eterna 1 | 1 | 1 | 0 | Pcs | MFH | Building | SPR/02/25/043 | 2025-02-27
MRN | ENG | S-46129-00 | Plastik Wrap Roll, Size 50 x 200 cm x 17 micron; no brand; ; pack size per roll | 1 | 1 | 0 | Pcs | MFH | AHU | SPR/02/25/043 | 2025-02-27
TWS | ENG | T-20123-00 | Acquity PDA/TUV 2489/2998 Perf Main Kit (lampu HPLC); Waters; P/N 201000281; 1 pc | 2 | 2 | 0 | Pcs | MFH | HPLC | SPR/02/25/044 | 2025-02-27
SFH | ENG | S-63035-00 | Cover Penutup Saklar; ; ; | 10 | 10 | 0 | Pcs | MFH | Building | SPR/02/25/045 | 2025-02-27
SFH | ENG | P-51560-00 | Lampu T5 28watt Putih; Phillips; ; | 1 | 1 | 0 | Pcs | MFH | Building | SPR/02/25/046 | 2025-02-27
SFH | ENG | P-51559-00 | Lampu T5 14watt Putih; Phillips; ; | 1 | 1 | 0 | Pcs | MFH | Building | SPR/02/25/046 | 2025-02-27
RIA | ENG | P-10860-00 | Fitting PVC - Elbow PVC 1" | 1 | 1 | 0 | Pcs | MFH | Building | SPR/02/25/047 | 2025-02-27
NDS | ENG | P-13389-00 | Scotch Brite 3M; ; ; | 1 | 1 | 0 | Pcs | MFH | Mixing | SPR/02/25/048 | 2025-02-27
NDS | ENG | P-15852-00 | AMPLAS EAGLE 500 | 1 | 1 | 0 | Pcs | MFH | Mixing | SPR/02/25/048 | 2025-02-27
MRN | ENG | Q-10134-00 | TOTO - Jet Shower spray TX 403S | 1 | 1 | 0 | Pcs | MFH | Building | SPR/02/25/049 | 2025-02-27
MRN | ENG | Q-10487-00 | Tutup Wastafel TOTO; ; ; | 1 | 1 | 0 | Pcs | MFH | Building | SPR/02/25/049 | 2025-02-27
JON | ENG | P-51560-00 | Lampu T5 28watt Putih; Phillips; ; | 2 | 2 | 0 | Pcs | RYP | - | SPR/02/25/050 | 2025-02-27
JON | ENG | P-53102-00 | Lampu PLC 13watt/E27 Putih; Phillips; ; | 1 | 1 | 0 | Pcs | RYP | - | SPR/02/25/050 | 2025-02-27
JON | ENG | P-15852-00 | AMPLAS EAGLE 500 | 1 | 1 | 0 | Pcs | RYP | - | SPR/02/25/050 | 2025-02-27
RIA | ENG | P-51559-00 | Lampu T5 14watt Putih; Phillips; ; | 4 | 4 | 0 | Pcs | RYP | Building | SPR/02/25/051 | 2025-02-27
MRN | ENG | P-51560-00 | Lampu T5 28watt Putih; Phillips; ; | 2 | 2 | 0 | Pcs | RYP | - | SPR/02/25/052 | 2025-02-27
MRN | ENG | P-53169-00 | Ballast Electronic EB-C 228 TL5, 2x28W; Phillips; ; | 1 | 1 | 0 | Pcs | RYP | Ejo | SPR/02/25/052 | 2025-02-27
CHF | ENG | Q-10249-00 | Lem;Power Glue;;pack size per pcs | 1 | - | 0 | Pcs | RYP | Building | SPR/02/25/053 | 2025-02-27
CHF | ENG | Q-10377-00 | Door Seal Brush PVC Hitam Ukuran 100 x 2,5 cm; No Brand; ; pack size per pcs | 1 | - | 0 | Pcs | RYP | Building | SPR/02/25/053 | 2025-02-27
RMA | ENG | O-15931-00 | Double Tape 3M 1" Merah - P/N : - pc | 1 | 1 | 0 | Pcs | RYP | Ejo | SPR/02/25/054 | 2025-02-27
SHF | ENG | P-53102-00 | Lampu PLC 13watt/E27 Putih; Phillips; ; | 2 | - | 0 | Pcs | RYP | Building | SPR/02/25/055 | 2025-02-27
ROS | ENG | P-12764-00 | Silicone gasket for ferrule dia 1/2inch Taiwan | 10 | - | 0 | Pcs | RYP | GMP Waster | SPR/02/25/056 | 2025-02-27
ROS | ENG | - | Gasket Ferrule ³/⁴ | 5 | 5 | 0 | Pcs | RYP | Mixing | SPR/02/25/056 | 2025-02-27
ANO | ENG | P-15852-00 | AMPLAS EAGLE 500 | 1 | 1 | 0 | Pcs | RYP | Capping | SPR/02/25/057 | 2025-02-27
MOB | ENG | P-12818-00 | Sock PVC AW dia 1inch | 2 | 2 | 0 | Pcs | RYP | Building | SPR/02/25/058 | 2025-02-27
MOB | ENG | P-10860-00 | Fitting PVC - Elbow PVC 1" | 1 | 1 | 0 | Pcs | RYP | Building | SPR/02/25/058 | 2025-02-27
MAP | ENG | O-15931-00 | Double Tape 3M 1" Merah - P/N : - pc | 1 | 1 | 0 | Pcs | RYP | - | SPR/02/25/059 | 2025-02-27
NDS | ENG | - | Baut M6 | 4 | 4 | 0 | Pcs | RYP | Tableting | SPR/02/25/060 | 2025-02-27
MOB | ENG | P-14424-00 | Garam Kutreat RGN-9800F; ; ; 25Kg/zak | 25 | 25 | 0 | 1×6 | RYP | PWG | SPR/02/25/061 | 2025-02-27
MOB | ENG | Q-10572-00 | Lampu LED Tube TL T8 16W 1200 mm;Philips;;pack size per pcs | 1 | 1 | 0 | Pcs | RYP | Washing | SPR/02/25/061 | 2025-02-27
MRA | ENG | - | Baterai Emergency | 3 | 3 | 0 | Pcs | RYP | Building | SPR/02/25/062 | 2025-02-27
MRA | ENG | P-51559-00 | Lampu T5 14watt Putih; Phillips; ; | 4 | 4 | 0 | Pcs | RYP | Building | SPR/02/25/062 | 2025-02-27
ANO | ENG | O-16647-00 | Washing RAR4 - Oring Silicone Merah 23x18x2.5 mm; ; ; | 10 | 10 | 0 | Pcs | RYP | Capping | SPR/02/25/063 | 2025-02-27
RIA | ENG | - | Power Module PM240-2 3 KW | 1 | 1 | 0 | Pcs | RYP | PSG | SPR/02/25/064 | 2025-02-28
NDS | ENG | P-18472-00 | Thermostatic Steam Trap LV6-CE DN20 Stainless Steel; TLV; ; | 1 | 2 | 0 | Pcs | RYP | cRABS | SPR/02/25/065 | 2025-02-28
STU | ENG | P-51560-00 | Lampu T5 28watt Putih; Phillips; ; | 1 | 1 | 0 | Pcs | RYP | Building | SPR/02/25/066 | 2025-02-28
STU | ENG | P-51559-00 | Lampu T5 14watt Putih; Phillips; ; | 3 | 3 | 0 | Pcs | RYP | Building | SPR/02/25/066 | 2025-02-28
STU | ENG | Q-10249-00 | Lem;Power Glue;;pack size per pcs | 1 | 1 | 0 | Pcs | RYP | Building | SPR/02/25/066 | 2025-02-28
ROS | ENG | P-13383-00 | Silicone Sealant High Temp Red; ; ; | 1 | 1 | 0 | Pcs | RYP | Filling | SPR/02/25/067 | 2025-02-28
ROS | ENG | Q-60502-00 | Silicone Sealant;Silglaze;Type N10 White;pack size per pcs | 1 | 1 | 0 | Pcs | RYP | Filling | SPR/02/25/067 | 2025-02-28
ROS | ENG | T-80109-00 | Cellotape Kertas 1 inch warna Putih | 1 | 1 | 0 | Pcs | RYP | Filling | SPR/02/25/067 | 2025-02-28
MRN | ENG | P-50717-00 | Kabel UTP 4 pairs Cat 6 merk BELDEN | 200 | 200 | 0 | Mtr | RYP | Building | SPR/02/25/068 | 2025-02-28
RIA | ENG | - | Thermocontroll TK45- 14 SN | 1 | 1 | 0 | Pcs | RYP | Deep Freezer | SPR/02/25/069 | 2025-02-28
RIA | ENG | O-53032-00 | Cable Temperature Sensor Silicone 1,5m PT1000 QAP2012.150 | 1 | 1 | 0 | Pcs | RYP | Deep Freezer | SPR/02/25/069 | 2025-02-28
RIA | ENG | O-51967-00 | Solid State Relay 3-32 VDC - 330 VAC 25 A; ; ; | 1 | 1 | 0 | Pcs | RYP | Deep Freezer | SPR/02/25/069 | 2025-02-28
ANO | ENG | P-51027-00 | Isolasi Kabel SCOTCH super 33+ size: 19 mmx20x0.177 mm ( vinyl electric tape ) Black 3M | 1 | 1 | 0 | Pxs | RYP | - | SPR/02/25/070 | 2025-02-28
SHF | ENG | O-15489-00 | SPA 1120 Brand : Optibelt / Bando Merah; Optibelt; ; | 1 | 1 | 0 | Pcs | RYP | AHU | SPR/02/25/071 | 2025-02-28
ROS | ENG | O-16033-00 | Isolator Gloves E10330 Y 7 E4 4; 000156; Material : CSM; Shape : E10; Size : 7; Thickness (mm) : 4/1; ; ; | 3 | 3 | 0 | Pcs | RYP | Filling | SPR/02/25/072 | 2025-02-28
ROS | ENG | T-80109-00 | Cellotape Kertas 1 inch warna Putih | 3 | 3 | 0 | Pcs | RYP | Filling | SPR/02/25/072 | 2025-02-28
ROS | ENG | P-18470-00 | Misumi - HXNHFFLT-SUS-M5-10; ; ; | 10 | 10 | 0 | Pcs | RYP | Washing | SPR/02/25/073 | 2025-02-28
ROS | ENG | O-16732-00 | Autoclave Fedegari FVA2/A1 NB2963AT - KIT Ricambi Valv. DN10 ON-OFF FEDEGARI ASIA PTE LTD P/N : KS000025 pc | 1 | 1 | 0 | Pcs | RYP | Autoclave | SPR/02/25/073 | 2025-02-28
EPO | ENG | T-80046-00 | Battery ALKALINE AA | 8 | - | - | - | RYP | - | SPR/02/25/074 | 2025-02-28
RIA | ENG | O-50863-00 | Relay/MY4N/220-240 VAC Omron; ; ; | 1 | 1 | 0 | Pcs | RYP | Deep Freezer | SPR/02/25/075 | 2025-02-28
RIA | ENG | O-54013-00 | SOCKET RJ 45 | 1 | 1 | 0 | Pcs | RYP | PC Newtronic | SPR/02/25/075 | 2025-02-28
ANO | ENG | - | Tombol Emergenry | 1 | 1 | 0 | Pcs | RYP | Laundry | SPR/02/25/076 | 2025-02-28
SFH | ENG | P-53102-00 | Lampu PLC 13watt/E27 Putih; Phillips; ; | 6 | 6 | 0 | Pcs | RYP | Building | SPR/02/25/077 | 2025-02-28
SFH | ENG | P-51559-00 | Lampu T5 14watt Putih; Phillips; ; | 3 | 3 | 0 | Pcs | RYP | Building | SPR/02/25/077 | 2025-02-28
SFH | ENG | P-51560-00 | Lampu T5 28watt Putih; Phillips; ; | 1 | 1 | 0 | Pcs | RYP | Building | SPR/02/25/077 | 2025-02-28
SFH | ENG | P-50140-00 | Battery UPS - Battery kering Merk YUASA 12V 9AH | 1 | 1 | 0 | Pcs | RYP | Building | SPR/02/25/078 | 2025-02-28
RIA | ENG | P-13641-00 | Filter SO 5 micron 30 inch O-ring 222 Bayonet; ; ; | 5 | 5 | 0 | Pcs | RYP | PWG | SPR/02/25/079 | 2025-02-28
NDS | ENG | P-50140-00 | Battery UPS - Battery kering Merk YUASA 12V 9AH | 2 | 2 | 0 | Pcs | RYP | - | SPR/02/25/080 | 2025-02-28
ANO | ENG | Q-10249-00 | Lem;Power Glue;;pack size per pcs | 1 | 1 | 0 | Pcs | RYP | cRABS | SPR/02/25/081 | 2025-02-28
POS | ENG | T-80109-00 | Cellotape Kertas 1 inch warna Putih | 1 | 1 | 0 | Pcs | RYP | - | SPR/02/25/082 | 2025-02-28
POS | ENG | Q-10249-00 | Lem;Power Glue;;pack size per pcs | 1 | 1 | 0 | Pcs | RYP | - | SPR/02/25/082 | 2025-02-28
MRN | ENG | Q-10475-00 | Cat Tembok; ; ; - Cat Dulux Ambiance Brilliant White @ 20 Ltr | 1 | 1 | 0 | Pcs | RYP | Building | SPR/02/25/083 | 2025-02-28
RMA | ENG | Q-10249-00 | Lem;Power Glue;;pack size per pcs | 1 | 1 | 0 | Pcs | RYP | Building | SPR/02/25/084 | 2025-02-28
INN | ENG | O-17069-00 | Washing RAR4 - Pincers Jaws for Vial 20mL & 25mL HARRISA CIPTARINDO ENGINEERING, CV. P/N : - pc | 1 | 1 | 0 | Pcs | RYP | Washing | SPR/02/25/085 | 2025-02-28
INN | ENG | O-16033-00 | Isolator Gloves E10330 Y 7 E4 4; 000156; Material : CSM; Shape : E10; Size : 7; Thickness (mm) : 4/1; ; ; | 3 | 3 | 0 | Pcs | RYP | cRABS | SPR/02/25/085 | 2025-02-28
INN | ENG | O-16032-00 | Sleeves M200/90 Y 550 E4 Bt5/5 BJ;001643;Material : CSM; Shape : 200/90; Thickness (mm) : 4/10; Leng; ; ; | 3 | 3 | 0 | Pcs | RYP | cRABS | SPR/02/25/085 | 2025-02-28
MRN | ENG | Q-10207-00 | Keramik Roman Warna Putih 40 x 40 cm;Roman;CN: 447106;pack size per pack | 5 | 5 | 0 | Pcs | RYP | Building | SPR/02/25/086 | 2025-02-28
MRN | ENG | P-51559-00 | Lampu T5 14watt Putih; Phillips; ; | 2 | 2 | 0 | Pcs | RYP | Building | SPR/02/25/086 | 2025-02-28
MRN | ENG | P-54254-00 | General - Control Valve DN20 with Actuator; Regin; DFCM-220X; 1 pcs | 3 | 3 | 0 | Pcs | RYP | AHU | SPR/02/25/086 | 2025-02-28
ANO | ENG | O-19785-00 | Roda Trolley Autoclave Uk. 152,2 x 30 mm; Custom; ; | 2 | 2 | 0 | Pcs | RYP | Autoclave | SPR/02/25/087 | 2025-02-28
ANO | ENG | O-16033-00 | Isolator Gloves E10330 Y 7 E4 4; 000156; Material : CSM; Shape : E10; Size : 7; Thickness (mm) : 4/1; ; ; | 1 | 1 | 0 | Psc | RYP | cRABS | SPR/02/25/088 | 2025-02-28
RMA | ENG | Q-10249-00 | Lem;Power Glue;;pack size per pcs | 1 | 1 | 0 | - | RYP | Building | SPR/02/25/089 | 2025-02-28
RMA | ENG | - | Bolt THE AZ-70 | 12 | 12 | 0 | - | RYP | AHU | SPR/02/25/090 | 2025-02-28
MRN | ENG | P-51559-00 | Lampu T5 14watt Putih; Phillips; ; | 1 | 1 | 0 | Pcs | RYP | Building | SPR/02/25/091 | 2025-02-28
MRN | ENG | Q-10153-00 | Kuas Cat Roller uk. 110 mm;No Brand;;pack size per set | 1 | 1 | 0 | Pcs | RYP | Building | SPR/02/25/091 | 2025-02-28
MOB | ENG | P-15852-00 | AMPLAS EAGLE 500 | 1 | 1 | 0 | LMB | RYP | - | SPR/02/25/092 | 2025-02-28
SFH | ENG | P-51559-00 | Lampu T5 14watt Putih; Phillips; ; | 2 | 2 | 0 | Pcs | RYP | Building | SPR/02/25/093 | 2025-02-28
MOB | ENG | Q-60025-00 | Kuas Eterna 1 | 1 | 1 | 0 | Pcs | RYP | Capping | SPR/02/25/094 | 2025-02-28
NDS | ENG | O-16647-00 | Washing RAR4 - Oring Silicone Merah 23x18x2.5 mm; ; ; | 10 | 10 | 0 | - | RYP | Capping | SPR/02/25/095 | 2025-02-28
NDS | ENG | O-53041-00 | Bola Lampu 24-30v 5-10W 16x28mm | 1 | 1 | 0 | Pcs | MFH | Capping | SPR/02/25/095 | 2025-02-28
SHF | ENG | P-51560-00 | Lampu T5 28watt Putih; Phillips; ; | 2 | - | 0 | - | RYP | Building | SPR/02/25/096 | 2025-02-28
SHF | ENG | P-14454-00 | Filter IAF MB Series (Medium Filter), efficiency : 60-65 %, Size: 12 x 24 x 12 inch; IAF; ; | 1 | - | 0 | - | RYP | - | SPR/02/25/096 | 2025-02-28
SHF | ENG | P-14456-00 | Filter IAF MBV Series (Medium Filter), efficiency : 80-85 %, Size: 12 x 24 x 12 inch; IAF; ; | 1 | - | 0 | - | RYP | - | SPR/02/25/096 | 2025-02-28
KPR | QAS | T-20859-00 | FID/TCD Performance evaluat sample kit ; PN : 18710-60170; Agilent; 18710-60170; 1 pcs/pack | 1 | 1 | 0 | Unit | RYP | GC | SPR/02/25/097 | 2025-02-28
KPR | QAS | T-20860-00 | OQ/PV headspace sample ;Agilent; PN : 5182-9733; Agilent; 5182-9733; 1 pcs/pack | 1 | 1 | 0 | -Unit | RYP | GC | SPR/02/25/097 | 2025-02-28
SFH | ENG | Q-10153-00 | Kuas Cat Roller uk. 110 mm;No Brand;;pack size per set | 2 | 2 | 0 | Pcs | RYP | Building | SPR/02/25/098 | 2025-02-28
SHF | ENG | P-15852-00 | AMPLAS EAGLE 500 | 3 | 3 | 0 | Pcs | RYP | Building | SPR/02/25/098 | 2025-02-28
RIA | ENG | T-80109-00 | Cellotape Kertas 1 inch warna Putih | 4 | 4 | 0 | Pcs | RYP | Lab Micro | SPR/02/25/099 | 2025-02-28
RIA | ENG | S-46129-00 | Plastik Wrap Roll, Size 50 x 200 cm x 17 micron; no brand; ; pack size per roll | 1 | 1 | 0 | Roll | RYP | Lab Micro | SPR/02/25/099 | 2025-02-28
RIA | ENG | P-51756-00 | Kabel NYYHY 3x0.75mm; ; ; meter | 10 | 10 | 0 | Mtr | RYP | Packhall | SPR/02/25/099 | 2025-02-28
MRN | ENG | P-12819-00 | Sock PVC AW dia 1/2inch | 1 | 1 | 0 | Pcs | RYP | CC | SPR/02/25/100 | 2025-02-28
MRN | ENG | P-12883-00 | Tee PVC AW dia 1/2inch X 1/2inch | 1 | 1 | 0 | Pcs | RYP | CC | SPR/02/25/100 | 2025-02-28
MRN | ENG | P-54190-00 | Stop Kontak IP55 16A; Legrand; ; | 1 | 1 | 1 | Pcs | RYP | CC | SPR/02/25/100 | 2025-02-28
MRN | ENG | P-50286-00 | Kabel NYYHY 3 x 1,5 mm | 5 | 5 | 5 | M | RYP | CC | SPR/02/25/101 | 2025-02-28
SFH | ENG | Q-10128-00 | Thinner;Impala;;pack size per can | 1 | 1 | 0 | - | RYP | Building | SPR/02/25/102 | 2025-02-28
SFH | ENG | Q-60025-00 | Kuas Eterna 1 | 1 | 1 | 0 | - | RYP | Building | SPR/02/25/102 | 2025-02-28
SFH | ENG | Q-10331-00 | Cat Ftalit KF-611 Hella Grey;Kansai Paint;Type 115-611 Hella Grey;pack size per 1 kg can | 1 | 1 | 0 | - | RYP | Building | SPR/02/25/102 | 2025-02-28
ROS | ENG | P-12305-00 | FESTO - QST-6 Push in t-connection p/n 153129 | 4 | 4 | 0 | Pcs | RYP | FD | SPR/02/25/103 | 2025-02-28
ROS | ENG | P-13650-00 | Manual Valve HE-2-QS-6 | 2 | 2 | 0 | Pcs | RYP | FD | SPR/02/25/103 | 2025-02-28
ROS | ENG | P-10945-00 | General - Seal Tape 1 Inch 10 M; Onda; ST 02; 1 pcs | 1 | 1 | 0 | Pcs | RYP | - | SPR/02/25/103 | 2025-02-28
SHF | ENG | S-46129-00 | Plastik Wrap Roll, Size 50 x 200 cm x 17 micron | - | - | 0 | - | RYP | Tank | SPR/02/25/104 | 2025-02-28
SHF | ENG | Q-10249-00 | Lem;Power Glue;;pack size per pcs | - | - | 0 | - | RYP | EJO | SPR/02/25/104 | 2025-02-28
NAT | ENG | Q-10128-00 | Thinner;Impala;;pack size per can | 1 | 1 | 0 | liter | RYP | Building | SPR/02/25/105 | 2025-02-28
MRA | ENG | P-14877-00 | General - Kabel NYYHY 3 x 2,5mm; Supreme; -; 1 meter | 5 | 5 | 0 | M | RYP | HC Baru stability | SPR/02/25/106 | 2025-02-28
MRA | ENG | P-51216-00 | Pipa conduit 20mm | 1 | 1 | 0 | Roll | RYP | HC Baru stability | SPR/02/25/106 | 2025-02-28
MRA | ENG | P-54190-00 | Stop Kontak IP55 16A; Legrand; ; | 1 | 1 | 0 | Pcs | RYP | HC Baru stability | SPR/02/25/106 | 2025-02-28
MRM | ENG | P-17390-00 | PALL - AB1PFR7PVH4, 0.2 um; ; ; | 1 | 1 | 0 | Pcs | RYP | - | SPR/02/25/107 | 2025-02-28
MRA | ENG | P-18410-00 | Dynabolt M6 x 85mm; ; ; | 2 | 2 | 0 | Pcs | RYP | exhast cover fornore | SPR/02/25/108 | 2025-02-28
MRA | ENG | P-12492-00 | Mata Bor besi dia 6.5 mm ex NACHI | 1 | 1 | 0 | Pcs | RYP | exhast cover fornore | SPR/02/25/108 | 2025-02-28
ANO | ENG | P-52110-00 | CAPACITOR 5 uF, 500 V, 50/60 Hz; ; ; | 1 | 1 | 0 | Pcs | RYP | HC Stablety | SPR/02/25/109 | 2025-02-28
RIA | ENG | P-19234-00 | Fitting Tee Tubing (Pneumatic Union Speed Control) 12 mm; EMC; ; | 1 | 1 | 0 | Pcs | RYP | IGL | SPR/02/25/110 | 2025-02-28
RIA | ENG | P-14245-00 | Manual valve HE-2-QS-8 FESTO; ; ; | 1 | 1 | 0 | Pcs | RYP | IGL | SPR/02/25/110 | 2025-02-28
RIA | ENG | T-80681-00 | Battery Kancing Energizer CR2032 3V Lithium | 1 | 1 | 0 | Pcs | RYP | ASRS | SPR/02/25/111 | 2025-02-28
SPM | ENG | Q-10656-00 | Kuas Cat Uk. 5 inch;No Brand;;pack size per pcs | 1 | 1 | 0 | Pcs | RYP | Building | SPR/02/25/112 | 2025-02-28
SPM | ENG | T-80109-00 | Cellotape Kertas 1 inch warna Putih | 2 | 2 | 0 | Pcs | RYP | Building | SPR/02/25/112 | 2025-02-28
ROS | ENG | P-52110-00 | CAPACITOR 5 uF, 500 V, 50/60 Hz; ; ; | 1 | 1 | 0 | Pcs | RYP | Humidity clanter | SPR/02/25/113 | 2025-02-28
ROS | ENG | P-52519-00 | CAPACITOR 3.5 uF, 450V, 2 kutub; ; ; | 1 | 1 | 0 | Pcs | RYP | Rzi ethast | SPR/02/25/113 | 2025-02-28
MRN | ENG | P-52003-00 | Klem Pipa Conduit Merk. Clipsal Warna Putih Uk. 20 mm; Clipsal; ; pack | 4 | 4 | 0 | Pcs | RYP | HC Baru stability | SPR/02/25/114 | 2025-02-28
MRN | ENG | P-14877-00 | General - Kabel NYYHY 3 x 2,5mm; Supreme; -; 1 meter | 10 | 10 | 0 | M | RYP | HC Baru stability | SPR/02/25/114 | 2025-02-28
RIA | ENG | - | Saklar Merah | 1 | 1 | 0 | Pcs | RYP | Purnih | SPR/02/25/115 | 2025-02-28
RIA | ENG | - | Karet Ban | 1 | 1 | 0 | Mtr | RYP | Pipe rack | SPR/02/25/116 | 2025-02-28
RIA | ENG | P-10863-00 | Fitting PVC - Elbow PVC 2 | 1 | 1 | 0 | Pcs | RYP | Pipe rack | SPR/02/25/116 | 2025-02-28
RIA | ENG | P-10898-00 | Fitting PVC - Sock PVC 2 | 1 | 1 | 0 | Pcs | RYP | Pipe rack | SPR/02/25/116 | 2025-02-28
MRN | ENG | - | Solasi Aluminiu, | 1 | 1 | 0 | Ron | RYP | Pipabeor | SPR/02/25/117 | 2025-02-28
MRN | ENG | - | Karet Ban | 1 | 1 | 0 | M | RYP | Pipabeor | SPR/02/25/117 | 2025-02-28
RIA | ENG | - | Solasi Silver | 1 | 1 | - | Roll | RYP | Building | SPR/02/25/118 | 2025-02-28
RIA | ENG | P-10863-00 | Fitting PVC - Elbow PVC 2 | - | - | 1 | Pcs | RYP | Piperack | SPR/02/25/118 | 2025-02-28
RIA | ENG | P-10898-00 | Fitting PVC - Sock PVC 2 | 1 | - | 1 | Pcs | RYP | Piperack | SPR/02/25/118 | 2025-02-28
SHF | ENG | Q-60226-00 | Cat Ftalit KF-731 Super White;Kansai Paint;Type 115-731 Super White;pack size per 1 kg can | 1 | 1 | 0 | Pcs | RYP | Building | SPR/02/25/119 | 2025-02-28
SHF | ENG | P-15852-00 | AMPLAS EAGLE 500 | 1 | 1 | 0 | Pcs | RYP | Building | SPR/02/25/119 | 2025-02-28
SHF | ENG | Q-10153-00 | Kuas Cat Roller uk. 110 mm;No Brand;;pack size per set | 1 | 1 | 0 | Pcs | RYP | Building | SPR/02/25/119 | 2025-02-28
NDS | ENG | P-14519-00 | Baut Hexagonal SS M8x30mm+Mur+Ring; ; ; | 3 | 3 | 0 | Pcs | RYP | Capping | SPR/02/25/120 | 2025-02-28
JON | ENG | P-15852-00 | AMPLAS EAGLE 500 | 4 | 4 | 0 | Pcs | RYP | Building | SPR/02/25/121 | 2025-02-28
JON | ENG | P-15851-00 | AMPLAS EAGLE 100 | 4 | 1 | 0 | Pcs | RYP | Building | SPR/02/25/121 | 2025-02-28
JON | ENG | P-10896-00 | Fitting PVC - Sock PVC 1 1/4 | 1 | 1 | 0 | Pcs | RYP | Building | SPR/02/25/121 | 2025-02-28
SFH | ENG | P-10904-00 | Fitting PVC - Tee PVC 1 1/4 | 1 | 1 | 0 | Pcs | RYP | Building | SPR/02/25/122 | 2025-02-28
SFH | ENG | - | Plocseac roducer ukuran 1 ¹/⁴IN | 1 | 1 | 0 | Pcs | RYP | Building | SPR/02/25/122 | 2025-02-28
ROS | ENG | P-10945-00 | General - Seal Tape 1 Inch 10 M; Onda; ST 02; 1 pcs | 1 | 1 | 0 | Pcs | RYP | Autoclave | SPR/02/25/123 | 2025-02-28
ROS | ENG | O-19431-00 | Baut SS L M8 x 30 mm + Mur + Ring; ; ;; ; ;; ; ; | 2 | 2 | 0 | Pcs | RYP | Capping | SPR/02/25/123 | 2025-02-28
RMA | ENG | Q-10153-00 | Kuas Cat Roller uk. 110 mm;No Brand;;pack size per set | 1 | 1 | 0 | - | RYP | Building | SPR/02/25/124 | 2025-02-28
RMA | ENG | Q-10154-00 | Kuas Cat Roller uk. 230 mm;No Brand;;pack size per set | 1 | 1 | 0 | - | RYP | Building | SPR/02/25/124 | 2025-02-28
RMA | ENG | T-80109-00 | Cellotape Kertas 1 inch warna Putih | 1 | 1 | 0 | - | RYP | Building | SPR/02/25/124 | 2025-02-28
RMA | ENG | Q-60025-00 | Kuas Eterna 1 | 1 | 1 | 0 | - | RYP | Building | SPR/02/25/124 | 2025-02-28
SHF | ENG | P-53094-00 | General - Actuator; Belimo; GMX120-3; 1 pcs | 2 | 1 | 1 | - | RYP | EF C 1-1Sam c1-2 | SPR/02/25/125 | 2025-02-28
MRA | ENG | P-50506-00 | Saklar Tunggal / 250 V / Clipsal | 1 | 1 | 0 | Pcs | RYP | Furnore Dry ins | SPR/02/25/126 | 2025-02-28
RIA | ENG | - | Socket Relay Bundar PF0803A | 1 | 1 | 0 | Pcs | RYP | Wlce FGRM | SPR/02/25/126 | 2025-02-28
RIA | ENG | O-15931-00 | Double Tape 3M 1" Merah - P/N : - pc | 1 | 1 | 0 | Pcs | RYP | WICC AFGRM | SPR/02/25/126 | 2025-02-28
RIA | ENG | P-51027-00 | Isolasi Kabel SCOTCH super 33+ size: 19 mmx20x0.177 mm ( vinyl electric tape ) Black 3M | 1 | 1 | 0 | Pcs | RYP | WICCNFGRM | SPR/02/25/126 | 2025-02-28
INN | ENG | P-12223-00 | FESTO - Blanking plug QSC-6H p/n 153268 | 1 | 1 | 0 | Pcs | RYP | FD | SPR/02/25/127 | 2025-02-28
INN | ENG | P-12994-00 | Nippon Tape - ASF-110FR | 1 | 1 | 0 | Pcs | RYP | Capping | SPR/02/25/128 | 2025-02-28
INN | ENG | P-52110-00 | CAPACITOR 5 uF, 500 V, 50/60 Hz; ; ; | 1 | 1 | 0 | Pcs | RYP | HC | SPR/02/25/128 | 2025-02-28
INN | ENG | O-54007-00 | MCB 1 PHASE, SCHNEIDER ELECTRIC, IC60H 10Ka 16 AMPERE | 1 | 1 | 0 | Pcs | RYP | HC | SPR/02/25/128 | 2025-02-28
RMA | ENG | O-54014-00 | STEKER 1 PHASE, BROCO | 1 | 1 | 0 | Pcs | RYP | Machine | SPR/02/25/130 | 2025-02-28
RMA | ENG | P-15851-00 | AMPLAS EAGLE 100 | 1 | 1 | 0 | Pcs | RYP | Building | SPR/02/25/129 | 2025-02-28
SHF | ENG | - | Gasket Ferulle teplon | 2 | 2 | 0 | - | RYP | WFIG | SPR/02/25/131 | 2025-02-28
SHF | ENG | - | Gasket Ferule EPDM | 2 | 2 | 0 | - | RYP | WFIG | SPR/02/25/131 | 2025-02-28
RIA | ENG | P-18447-00 | Sample Pump Head for TOC Sievers M500; ; ; | 1 | 1 | 0 | Pcs | RYP | TOC WFI | SPR/02/25/132 | 2025-02-28
RIA | ENG | P-54181-00 | UV lamp for TOC Sievers M500; TOC Sievers; ; pack size per pc | 1 | 1 | 0 | Pcs | RYP | TOC WFI | SPR/02/25/132 | 2025-02-28
SFH | ENG | P-51894-00 | Philips - Lampu TLD 18W/840 Bright Boost Cool White; ; ; | 2 | 2 | 0 | Pcs | RYP | Building | SPR/02/25/133 | 2025-02-28
RMA | ENG | Q-10154-00 | Kuas Cat Roller uk. 230 mm;No Brand;;pack size per set | 1 | 1 | 0 | Pcs | RYP | AHU | SPR/02/25/134 | 2025-02-28
RMA | ENG | Q-10153-00 | Kuas Cat Roller uk. 110 mm;No Brand;;pack size per set | 1 | 1 | 0 | Pcs | RYP | AHU | SPR/02/25/134 | 2025-02-28
SHF | ENG | P-53094-00 | General - Actuator; Belimo; GMX120-3; 1 pcs | 2 | 2 | 0 | Pcs | RYP | Ex c1-21 dan c1-22 | SPR/02/25/135 | 2025-02-28
ANO | ENG | O-17209-00 | Oring Silicone Merah 20 x 15.5 x 2 mm; ; ; | 1 | 1 | 0 | Pcs | RYP | Autoclave | SPR/02/25/136 | 2025-02-28
ROS | ENG | P-18556-00 | Baut L SS 304 Uk. M3 x 10 mm; ; ; | 10 | 10 | 0 | Pcs | RYP | Cyliotokic | SPR/02/25/137 | 2025-02-28
RIA | ENG | P-51299-00 | Terminal plastik dia 6 mm | 1 | 1 | 0 | Pcs | RYP | WID | SPR/02/25/138 | 2025-02-28
RIA | ENG | P-53133-00 | Kabel Belden AWG 22; ; ; | 10 | 10 | 0 | Pcs | RYP | WID | SPR/02/25/138 | 2025-02-28
MRN | ENG | P-51894-00 | Philips - Lampu TLD 18W/840 Bright Boost Cool White; ; ; | 3 | 3 | 0 | Pcs | RYP | - | SPR/02/25/139 | 2025-02-28
MRN | ENG | P-53212-00 | Ballast PHILIPS TL-D 1x36 Watt; ; ; | 2 | 2 | 0 | Pcs | RYP | - | SPR/02/25/139 | 2025-02-28
MRN | ENG | P-51559-00 | Lampu T5 14watt Putih; Phillips; ; | 2 | 2 | 0 | Pcs | RYP | - | SPR/02/25/139 | 2025-02-28
AAA | ENG | O-16033-00 | Isolator Gloves E10330 Y 7 E4 4; 000156; Material : CSM; Shape : E10; Size : 7; Thickness (mm) : 4/1; ; ; | 1 | 1 | 0 | Pc | MFH | cRABS | SPR/03/25/001 | 2025-03-06
RPA | PRO | Q-10434-00 | Lampu Tornado Philips 27 W Cool Daylight; PHILIPS; 27WATTS; | 1 | 1 | 0 | Pc | MFH | Visual Inspeksi | SPR/03/25/002 | 2025-03-06
ANO | ENG | O-16033-00 | Isolator Gloves E10330 Y 7 E4 4; 000156; Material : CSM; Shape : E10; Size : 7; Thickness (mm) : 4/1; ; ; | 1 | 1 | 0 | Pc | MFH | Isolator SKAN | SPR/03/24/003 | 2025-03-06
MRN | ENG | O-19346-00 | HEPA filter minipleat, size: 1220X610X93 H14; ; ; | 1 | 1 | 0 | Pc | MFH | AHU | SPR/03/25/004 | 2025-03-06
MRN | ENG | Q-10207-00 | Keramik Roman Warna Putih 40 x 40 cm;Roman;CN: 447106;pack size per pack | 1 | 1 | 0 | Pc | MFH | Building | SPR/03/25/004 | 2025-03-06
MRN | ENG | P-15351-00 | FESTO - Plastic tubing PUN-10x1,5-BL (Blue) p/n 159668; ; ; | 10 | 10 | 0 | Pc | MFH | AHU | SPR/03/25/005 | 2025-03-06
RIA | ENG | O-13510-00 | Pneumatic Fitting - QS 12-10 FESTO P/N : - pc | 1 | 1 | 0 | Pc | MFH | IGL | SPR/03/25/006 | 2025-03-06
RIA | ENG | P-12265-00 | FESTO - Push In Connector QS-8-6 p/n 153038 | 1 | 1 | 0 | Pc | MFH | IGL | SPR/03/25/006 | 2025-03-06
NDS | ENG | - | Lampu Havells 27W | 2 | 2 | 0 | Pc | MFH | Visual Inspeksi | SPR/03/25/007 | 2025-03-06
NDS | ENG | T-80109-00 | Cellotape Kertas 1 inch warna Putih | 1 | 1 | 0 | Pcs | MFH | Visual Inspeksi | SPR/03/25/007 | 2025-03-06
NDS | ENG | Q-10249-00 | Lem Power Glue | 1 | 1 | 0 | pcs | MFH | Visual Inspeksi | SPR/03/25/007 | 2025-03-06
ROS | ENG | O-51698-00 | OMRON - Relay MY4Z 24VDC; ; ; | 1 | 1 | 0 | Pcs | MFH | Mixing | SPR/03/25/008 | 2025-03-06
ROS | ENG | - | Kapasitor 14UF San-Ei | 1 | 1 | 0 | Pcs | MFH | Cytotoxic Cabinet | SPR/03/25/008 | 2025-03-06
MRN | ENG | - | Gasket Ferrule 1/2 Inch | 3 | 3 | 0 | Pcs | MFH | Building | SPR/03/25/009 | 2025-03-06
SHF | ENG | P-51560-00 | Lampu T5 28watt Putih; Phillips; ; | 2 | 2 | 0 | Pcs | MFH | Building | SPR/03/25/010 | 2025-03-06
SHF | ENG | P-13429-00 | Cable Ducting 25x40mm; ; ; | 1 | 1 | 0 | Pcs | MFH | Building | SPR/03/25/010 | 2025-03-06
ANO | ENG | Q-10249-00 | Lem Power Glue | 1 | 1 | 0 | pcs | MFH | Autoclave | SPR/03/25/011 | 2025-03-06
ANO | ENG | O-17209-00 | Oring Silicone Merah 20 x 15.5 x 2 mm; ; ; | 2 | 2 | 0 | Pcs | MFH | Autoclave | SPR/03/25/011 | 2025-03-06
ANO | ENG | P-14245-00 | Manual valve HE-2-QS-8 FESTO; ; ; | 1 | 1 | 0 | Pcs | MFH | Autoclave | SPR/03/25/011 | 2025-03-06
ANO | ENG | Q-60025-00 | Kuas Eterna 1 inchi | 2 | 2 | 0 | Pcs | MFH | Building | SPR/03/25/012 | 2025-03-06
SFH | ENG | T-80109-00 | Cellotape Kertas 1 inch warna Putih | 1 | 1 | 0 | Pcs | MFH | Building | SPR/03/25/012 | 2025-03-06
MRN | ENG | - | Karet Ban | 1 | 1 | 0 | M | MFH | AHU | SPR/03/25/013 | 2025-03-06
INN | ENG | O-51698-00 | OMRON - Relay MY4Z 24VDC; ; ; | 1 | 1 | 0 | Pcs | MFH | Mixing | SPR/03/25/014 | 2025-03-06
MOB | ENG | P-50506-00 | Saklar Tunggal / 250 V / Clipsal | 1 | 1 | 0 | Pcs | MFH | Building | SPR/03/25/015 | 2025-03-06
SHF | ENG | P-10863-00 | Fitting PVC - Elbow PVC 2" | 4 | 4 | 0 | Pcs | MFH | Hot Water | SPR/03/25/016 | 2025-03-06
RIA | ENG | Q-10249-00 | Lem Power Glue | 1 | 1 | 0 | pcs | MFH | PSG | SPR/03/25/017 | 2025-03-06
RIA | ENG | - | UPS 800VA Riello | 1 | 1 | 0 | Pcs | MFH | PC BAS OSD | SPR/03/25/017 | 2025-03-06
NDS | ENG | - | Baut M8 | 1 | 1 | 0 | Pcs | MFH | - | SPR/03/25/018 | 2025-03-06
MRN | ENG | P-50717-00 | Kabel UTP 4 pairs Cat 6 merk BELDEN | 30 | 30 | 0 | Pcs | MFH | Building | SPR/03/25/019 | 2025-03-06
ROS | ENG | O-16647-00 | Washing RAR4 - Oring Silicone Merah 23x18x2.5 mm; ; ; | 30 | 30 | 0 | - | MFH | Capping | SPR/03/25/020 | 2025-03-06
ROS | ENG | P-11968-00 | Berusynt FGH Spray H1 - Bechem | 1 | 1 | 0 | pcs | MFH | Capping | SPR/03/25/021 | 2025-03-06
ROS | ENG | P-15851-00 | AMPLAS EAGLE 100 | 1 | 1 | 0 | pcs | MFH | Capping | SPR/03/25/021 | 2025-03-06
ROS | ENG | P-15852-00 | AMPLAS EAGLE 500 | 1 | 1 | 0 | pcs | MFH | Capping | SPR/03/25/021 | 2025-03-06
MRN | ENG | P-18504-00 | Chemours - Freon 404A;; ; ; | 1 | 1 | 0 | Pcs | MFH | WICC | SPR/03/25/022 | 2025-03-06
SFH | ENG | - | Sticker Pintu Dorong Tarik | 56 | 56 | 0 | Pcs | MFH | Building | SPR/03/25/023 | 2025-03-06
SFH | ENG | - | Kunci Slot Pintu Toilet | 4 | 4 | 0 | Pcs | MFH | Building | SPR/03/25/023 | 2025-03-06
SFH | ENG | - | Plat SS Sensor FGRM | 16 | 16 | 0 | Pcs | MFH | Building | SPR/03/25/023 | 2025-03-06
ANO | ENG | - | Blind Ferrule 1,5 Inch | 1 | 1 | 0 | Pcs | MFH | ISOLATOR Sampling | SPR/03/25/024 | 2025-03-06
ANO | ENG | - | Gasket 1,5 Inch | 1 | 1 | 0 | Pcs | MFH | ISOLATOR Sampling | SPR/03/25/024 | 2025-03-06
ANO | ENG | P-51239-00 | Skun ( I ) Pin uk.2.5-5 m hitam | 1 | 1 | 0 | Pcs | MFH | ISOLATOR Sampling | SPR/03/25/025 | 2025-03-06
ANO | ENG | P-54190-00 | Stop Kontak IP55 16A; Legrand; ; | 1 | 1 | 0 | Pcs | MFH | ISOLATOR Sampling | SPR/03/25/025 | 2025-03-06
ANO | ENG | P-14877-00 | General - Kabel NYYHY 3 x 2,5mm; Supreme; -; 1 meter | 4 | 4 | 0 | pcs | MFH | ISOLATOR Sampling | SPR/03/25/025 | 2025-03-06
SHF | ENG | - | Saklar Lampu | 1 | 1 | 0 | Pcs | MFH | Building | SPR/03/25/026 | 2025-03-06
SHF | ENG | - | Gasket Ferrule EPDM | 2 | 2 | 0 | Pcs | MFH | PSG | SPR/03/25/026 | 2025-03-06
SHF | ENG | T-80109-00 | Cellotape Kertas 1 inch warna Putih | 5 | 5 | 0 | Pcs | MFH | Building | SPR/03/25/026 | 2025-03-06
MOB | ENG | P-19304-00 | General - Diaphragm Valve PTFE/EPDM DN 10 - 20 Type 612, 625; Gemu; P/N : 600 10M 54; | 4 | 4 | 0 | Pcs | MFH | PoU | SPR/03/25/027 | 2025-03-06
ROS | ENG | - | Kuas Kecil | 1 | 1 | 0 | Pcs | MFH | Filling | SPR/03/25/028 | 2025-03-06
ROS | ENG | Q-60503-00 | Silicone Sealant;Silglaze;Type N10 Grey;pack size per pcs | 1 | 1 | 0 | Pcs | MFH | Filling | SPR/03/25/028 | 2025-03-06
ROS | ENG | T-80109-00 | Cellotape Kertas 1 inch warna Putih | 1 | 1 | 0 | Pcs | MFH | Filling | SPR/03/25/028 | 2025-03-06
SFH | ENG | P-51560-00 | Lampu T5 28watt Putih; Phillips; ; | 2 | 2 | 0 | Pcs | MFH | Building | SPR/03/25/029 | 2025-03-06
SFH | ENG | P-51559-00 | Lampu T5 14watt Putih; Phillips; ; | 2 | 2 | 0 | Pcs | MFH | Building | SPR/03/25/029 | 2025-03-06
SFH | ENG | Q-60025-00 | Kuas Eterna 1 inchi | 1 | 1 | 0 | Pcs | MFH | Building | SPR/03/25/029 | 2025-03-06
RIA | ENG | P-13370-00 | General - Pulser SCR Heater Contoller; Regin; ; | 1 | 1 | 0 | Pcs | MFH | AHU | SPR/03/25/030 | 2025-03-06
MOB | ENG | S-40645-00 | Cable Ties, 200 x 4.8 mm; SIGMA; CS 200L; Putih;100 pcs/pack | 1 | 1 | 0 | Pcs | MFH | - | SPR/03/25/031 | 2025-03-06
SFH | ENG | P-12433-00 | Isolasi AC- Sansui | 1 | 1 | 0 | pcs | MFH | Building | SPR/03/25/032 | 2025-03-06
ROS | ENG | O-16033-00 | Isolator Gloves E10330 Y 7 E4 4; 000156; Material : CSM; Shape : E10; Size : 7; Thickness (mm) : 4/1; ; ; | 2 | 2 | 0 | Pcs | MFH | Building | SPR/03/25/033 | 2025-03-06
AAA | ENG | P-52590-00 | Heater Duchting DIA.11.2 x 300mm 220 V 5000 W; ; ; | 2 | 2 | 0 | Pcs | MFH | Tunnel | SPR/03/25/034 | 2025-03-27
DDN | PRO | O-16033-00 | Isolator Gloves E10330 Y 7 E4 4; 000156; Material : CSM; Shape : E10; Size : 7; Thickness (mm) : 4/1; ; ; | 2 | 2 | 0 | Pcs | MFH | - | SPR/03/25/035 | 2025-03-27
ROS | ENG | Q-10249-00 | Lem Power Glue | 1 | 1 | 0 | Pcs | MFH | Tableting | SPR/03/25/036 | 2025-03-27
MRA | ENG | Q-10984-00 | Door Seal Karet Penutup Bawah Pintu Abu 2,5 cm x 1 M; ; ; | 1 | 1 | 0 | Pcs | MFH | Building | SPR/03/25/037 | 2025-03-27
MRM | ENG | O-15931-00 | Double Tape 3M 1" Merah - P/N : - pc | 1 | 1 | 0 | Pcs | MFH | Building | SPR/03/25/038 | 2025-03-27
MRM | ENG | P-19484-00 | General - Sliding Pintu Lift Barang Uk. 50 x 32 mm; Custom/Lokal; -; 1 Pc | 4 | 4 | 0 | Pcs | MFH | Deep Freezer | SPR/03/25/038 | 2025-03-27
CAS | QAS | P-51027-00 | Isolasi Kabel SCOTCH super 33+ size: 19 mmx20x0.177 mm ( vinyl electric tape ) Black 3M | 1 | 1 | 0 | Pcs | MFH | - | SPR/03/25/039 | 2025-03-27
MOB | ENG | P-15862-00 | PAPER RECORD YOKOGAWA; FOLDING CHART B9565AW | 1 | 1 | 0 | Pcs | MFH | PSG | SPR/03/25/040 | 2025-03-27
ANO | ENG | O-16647-00 | Washing RAR4 - Oring Silicone Merah 23x18x2.5 mm; ; ; | 10 | 10 | 0 | Pcs | MFH | Capping | SPR/03/25/041 | 2025-03-27
ANO | ENG | - | Neddle EDM CA | 1 | 1 | 0 | Pcs | MFH | - | SPR/03/25/041 | 2025-03-27
ANO | ENG | O-14616-00 | Black arm system for Rotating | 1 | 1 | 0 | Pcs | MFH | Washing | SPR/03/25/041 | 2025-03-27
MRN | ENG | P-51559-00 | Lampu T5 14watt Putih; Phillips; ; | 6 | 6 | 0 | Pcs | MFH | Building | SPR/03/25/042 | 2025-03-27
MRN | ENG | P-51560-00 | Lampu T5 28watt Putih; Phillips; ; | 4 | 4 | 0 | Pcs | MFH | Building | SPR/03/25/042 | 2025-03-27
MRN | ENG | P-53102-00 | Lampu PLC 13watt/E27 Putih; Phillips; ; | 4 | 4 | 0 | Pcs | MFH | Building | SPR/03/25/042 | 2025-03-27
RPA | PRO | O-15931-00 | Double Tape 3M 1" Merah - P/N : - pc | 1 | 1 | 0 | Pcs | MFH | - | SPR/03/25/043 | 2025-03-27
SFH | ENG | P-51560-00 | Lampu T5 28watt Putih; Phillips; ; | 2 | 2 | 0 | Pcs | MFH | Building | SPR/03/25/044 | 2025-03-27
SFH | ENG | P-19484-00 | General - Sliding Pintu Lift Barang Uk. 50 x 32 mm; Custom/Lokal; -; 1 Pc | 4 | 4 | 0 | Pcs | MFH | Dump Waiter | SPR/03/25/044 | 2025-03-27
MOB | ENG | P-19483-00 | General - Float Vent 1/2 Inch; Yoshitake; TA-22; 1 Pc | 2 | 2 | 0 | Pcs | MFH | Building | SPR/03/25/045 | 2025-03-27
ROS | ENG | O-51698-00 | OMRON - Relay MY4Z 24VDC; ; ; | 2 | 2 | 0 | Pcs | MFH | Mixing | SPR/03/25/046 | 2025-03-27
ROS | ENG | P-15852-00 | AMPLAS EAGLE 500 | 1 | 1 | 0 | Pcs | MFH | EDM | SPR/03/25/046 | 2025-03-27
ROS | ENG | P-15851-00 | AMPLAS EAGLE 100 | 1 | 1 | 0 | Pcs | MFH | EDM | SPR/03/25/046 | 2025-03-27
SFH | ENG | O-15931-00 | Double Tape 3M 1" Merah - P/N : - pc | 1 | 1 | 0 | Pcs | MFH | Building | SPR/03/25/047 | 2025-03-27
SFH | ENG | P-51560-00 | Lampu T5 28watt Putih; Phillips; ; | 2 | 2 | 0 | Pcs | MFH | Building | SPR/03/25/047 | 2025-03-27
ROS | ENG | P-53102-00 | Lampu PLC 13watt/E27 Putih; Phillips; ; | 1 | 1 | 0 | Pcs | MFH | Building | SPR/03/25/048 | 2025-03-27
ROS | ENG | Q-10249-00 | Lem Power Glue | 1 | 1 | 0 | Pcs | MFH | AHU | SPR/03/25/048 | 2025-03-27
MOB | ENG | P-14245-00 | Manual valve HE-2-QS-8 FESTO; ; ; | 1 | 1 | 0 | Pcs | MFH | Building | SPR/03/25/049 | 2025-03-27
MOB | ENG | P-15862-00 | PAPER RECORD YOKOGAWA; FOLDING CHART B9565AW | 2 | 2 | 0 | Pcs | MFH | PW SKID | SPR/03/25/050 | 2025-03-27
SHF | ENG | P-11405-00 | Seal Ferrule Teflon 1" | 1 | 1 | 0 | Pcs | MFH | PSG | SPR/03/25/051 | 2025-03-27
ANO | ENG | P-19540-00 | General - Roda Pu 3 Inch Drat 1/2 Inch X 30Mm - - | 4 | 4 | 0 | Pcs | MFH | - | SPR/03/25/052 | 2025-03-27
ANO | ENG | P-19539-00 | General - Roda Pu 3 Inch 75X32 Mm Tanpa Bracket - - | 4 | 4 | 0 | Pcs | MFH | - | SPR/03/25/052 | 2025-03-27
INN | ENG | P-19539-00 | General - Roda Pu 3 Inch 75X32 Mm Tanpa Bracket - - | 4 | 4 | 0 | Pcs | MFH | Capping | SPR/03/25/053 | 2025-03-27
INN | ENG | P-19540-00 | General - Roda Pu 3 Inch Drat 1/2 Inch X 30Mm - - | 4 | 4 | 0 | Pcs | MFH | Video Jet | SPR/03/25/053 | 2025-03-27
AAA | ENG | T-20055-00 | Check Valve HPLC Water | 1 | 1 | 0 | Pcs | MFH | HPLC | SPR/03/25/054 | 2025-03-27
ANO | ENG | O-13508-00 | Pneumatic Fitting - QS 8-6 FESTO P/N : - pc | 1 | 1 | 0 | Pcs | MFH | - | SPR/03/25/055 | 2025-03-27
SFH | ENG | Q-10128-00 | Thinner Super End/Impala | 2 | 2 | 0 | Pcs | MFH | Building | SPR/03/25/056 | 2025-03-27
SFH | ENG | T-80109-00 | Cellotape Kertas 1 inch warna Putih | 5 | 5 | 0 | Pcs | MFH | Building | SPR/03/25/056 | 2025-03-27
RMA | ENG | T-20055-00 | Check valme HPLC | 1 | 1 | 0 | Pcs | MFH | HPLC | SPR/03/25/057 | 2025-03-27
ROS | ENG | O-16033-00 | Isolator Gloves E10330 Y 7 E4 4; 000156; Material : CSM; Shape : E10; Size : 7; Thickness (mm) : 4/1; ; ; | 1 | 1 | 0 | Pcs | MFH | Filing | SPR/03/25/058 | 2025-03-27
ROS | ENG | O-16032-00 | Sleeves M200/90 Y 550 E4 Bt5/5 BJ;001643;Material : CSM; Shape : 200/90; Thickness (mm) : 4/10; Leng; ; ; | 1 | 1 | 0 | Pcs | MFH | Filing | SPR/03/25/058 | 2025-03-27
MRN | ENG | P-10859-00 | Fitting PVC - Elbow PVC 1/2" Rucika AW | 10 | 10 | 0 | Pcs | MFH | Chamber | SPR/03/25/059 | 2025-03-27
MRN | ENG | P-12943-00 | Water Mur PVC dia 1/2inch | 3 | 3 | 0 | Pcs | MFH | Chamber | SPR/03/25/059 | 2025-03-27
MRN | ENG | P-10899-00 | Fitting PVC - Sock PVC 3/4" | 3 | 3 | 0 | Pcs | MFH | Chamber | SPR/03/25/059 | 2025-03-27
INN | ENG | O-53032-00 | Cable Temperature Sensor Silicone 1,5m PT1000 QAP2012.150 | 1 | 1 | 0 | Pcs | MFH | Lab Micro | SPR/03/25/060 | 2025-03-27
SFH | ENG | Q-10128-00 | Thinner Super End/Impala | 1 | 1 | 0 | Pcs | MFH | Building | SPR/03/25/061 | 2025-03-27
SFH | ENG | Q-60025-00 | Kuas Eterna 1 inchi | 1 | 1 | 0 | Pcs | MFH | Building | SPR/03/25/061 | 2025-03-27
SFH | ENG | Q-60025-00 | Kuas Eterna 1 inchi | 1 | 1 | 0 | Pcs | MFH | Building | SPR/03/25/062 | 2025-03-27
SFH | ENG | Q-10153-00 | Roller cat 110mm | 1 | 1 | 0 | Pcs | MFH | Building | SPR/03/25/062 | 2025-03-27
SFH | ENG | P-13429-00 | Cable Ducting 25x40mm | 1 | 1 | 0 | Pcs | MFH | Building | SPR/03/25/062 | 2025-03-27
NDS | ENG | P-18835-00 | Solenoid Valve Pneumatic UD08E4 Port 1/4" 2/2 Way 24VDC; EMC; ; | 1 | 1 | 0 | Pcs | MFH | Tunnel | SPR/03/25/063 | 2025-03-27
NDS | ENG | O-19339-00 | Oring 2,5x6x11 mm, Material EPDM; ; ; | 4 | 4 | 0 | Pcs | MFH | Stability | SPR/03/25/064 | 2025-03-27
NDS | ENG | P-18788-00 | Baut SS Hexagon SS M6x55mm + Mur | 4 | 4 | 0 | Pcs | MFH | Stability | SPR/03/25/064 | 2025-03-27
NDS | ENG | P-51027-00 | Isolasi Kabel SCOTCH super 33+ size: 19 mmx20x0.177 mm ( vinyl electric tape ) Black 3M | 1 | 1 | 0 | Pcs | MFH | Stability | SPR/03/25/064 | 2025-03-27
MRN | ENG | P-53210-00 | CAPACITOR 5 uF, 220 V, 2 kutub | 1 | 1 | 0 | Pcs | MFH | AC | SPR/03/25/065 | 2025-03-27
SFH | ENG | P-12433-00 | Roller cat 230mm | 1 | 1 | 0 | Pcs | MFH | Building | SPR/03/25/066 | 2025-03-27
SFH | ENG | P-51560-00 | Lampu T5 28watt Putih; Phillips; ; | 2 | 2 | 0 | Pcs | MFH | Building | SPR/03/25/066 | 2025-03-27
ROS | ENG | P-10729-00 | Contact cleaner WD 40, 382 gr ; Brand : - ; P/N : - ; Pack Size : pcs | 1 | 1 | 0 | Pcs | MFH | - | SPR/03/25/067 | 2025-03-27
ROS | ENG | P-11694-00 | Mata Gerinda 4" | 1 | 1 | 0 | Pcs | MFH | - | SPR/03/25/067 | 2025-03-27
ROS | ENG | P-15852-00 | AMPLAS EAGLE 500 | 1 | 1 | 0 | Pcs | MFH | - | SPR/03/25/067 | 2025-03-27
RMA | ENG | P-13389-00 | Scotch Brite 3M; ; ; | 1 | 1 | 0 | Pcs | MFH | AHU | SPR/03/25/068 | 2025-03-27
RIA | ENG | P-53133-00 | Kabel Belden AWG 22; ; ; | 10 | 10 | 0 | Pcs | MFH | CC API | SPR/03/25/069 | 2025-03-27
RIA | ENG | P-50286-00 | Kabel NYYHY 3 x 1,5 mm | 5 | 5 | 0 | Pcs | MFH | CC API | SPR/03/35/069 | 2025-03-27
RMA | ENG | Q-10154-00 | Roller cat 230mm | 1 | 1 | 0 | Pcs | MFH | Building | SPR/03/25-070 | 2025-03-27
SFH | ENG | P-51560-00 | Lampu T5 28watt Putih; Phillips; ; | 4 | 4 | 0 | Pcs | MFH | Building | SPR/03/25/071 | 2025-03-27
SFH | ENG | P-51559-00 | Lampu T5 14watt Putih; Phillips; ; | 4 | 4 | 0 | Pcs | MFH | Building | SPR/03/25/071 | 2025-03-27
SFH | ENG | T-80109-00 | Cellotape Kertas 1 inch warna Putih | 2 | 2 | 0 | Pcs | MFH | Building | SPR/03/25/071 | 2025-03-27
ROS | ENG | P-19540-00 | General - Roda Pu 3 Inch Drat 1/2 Inch X 30Mm - - | 1 | 1 | 0 | Pcs | MFH | - | SPR/03/25/072 | 2025-03-27
ROS | ENG | O-19431-00 | Baut SS L M8 x 30 mm + Mur + Ring; ; ;; ; ;; ; ; | 16 | 16 | 0 | Pcs | MFH | - | SPR/03/25/072 | 2025-03-27
RIA | ENG | P-51891-00 | Exhaust Fan Panel 240VAC | 2 | 2 | 0 | Pcs | MFH | Hot Water | SPR/03/25/073 | 2025-03-27
RIA | ENG | O-19866-00 | Grill Fan (cover kipas) 12x12 cm | 2 | 2 | 0 | Pcs | MFH | Hot Water | SPR/03/25/073 | 2025-03-27
RIA | ENG | - | Relay MK2 + Housing | 1 | 1 | 0 | Pcs | MFH | CC API | SPR/03/25/073 | 2025-03-27
ANO | ENG | P-11694-00 | Mata Gerinda 4 | 2 | 2 | 0 | Pcs | MFH | MLAF | SPR/03/25/074 | 2025-03-27
ROS | ENG | P-50122-00 | Balast Quitronick Osram 1x18/20/ 220 - 240V | 1 | 1 | 0 | Pcs | MFH | cRABS | SPR/03/25/075 | 2025-03-27
SFH | ENG | T-80109-00 | Cellotape Kertas 1 inch warna Putih | 2 | 2 | 0 | Pcs | MFH | Building | SPR/03/25/076 | 2025-03-27
SFH | ENG | P-17645-00 | Sodium Hiphoclorite; ; ; ltr | 510 | 510 | 0 | Pcs | MFH | Building | SPR/03/25/076 | 2025-03-27
RIA | ENG | P-52380-00 | Adaptor AC Universal Power Supply 12VDC s/d 24VDC; ; ; | 1 | 1 | 0 | Pcs | MFH | BSC | SPR/03/25/077 | 2025-03-27
RIA | ENG | P-14379-00 | General - Gasket Ferrule EPDM 3/4inch; Lokal; -; 1 pc | 4 | 4 | 0 | Pcs | MFH | PSG | SPR/03/25/077 | 2025-03-27
NDS | ENG | P-11356-00 | Roda Trolly ABUS 4" ( 100 x 27 ) Without Breake | 1 | 1 | 0 | Pcs | MFH | BOD | SPR/03/25/078 | 2025-03-27
NDS | ENG | O-18680-00 | - | 2 | 2 | 0 | Pcs | MFH | Autoclave | SPR/03/25/078 | 2025-03-27
NDS | ENG | P-17361-00 | Oring EPDM 15x9x3 mm | 2 | 2 | 0 | Pcs | MFH | Autoclave | SPR/03/25/078 | 2025-03-27
ROS | ENG | O-15918-00 | Fedegari FVA2/A1 - O-RING 15.47x3.53 ; Code : CC150170 | 2 | 2 | 0 | Pcs | MFH | Autoclave | SPR/03/25/079 | 2025-03-27
RIA | ENG | P-13735-00 | Cable Duct Round Putih 35 x 10 mm; ; ; | 1 | 1 | 0 | Pcs | MFH | BOD | SPR/03/25/080 | 2025-03-27
RIA | ENG | P-15438-00 | CABLE SPIRAL WRAPPING, TYPE KS12, BRAND KSS; ; ; | 1 | 1 | 0 | Pcs | MFH | BOD | SPR/03/25/080 | 2025-03-27
NDS | ENG | P-50797-00 | Bola lampu 24V 5 Watt | 2 | 2 | 0 | Pcs | MFH | Conveyor R | SPR/03/25/081 | 2025-03-27
NDS | ENG | O-19690-00 | Per Tekan SS304 ID 3,5 x OD 4,5 x P 53,5 mm | 1 | 1 | 0 | Pcs | MFH | Micropipet | SPR/03/25/081 | 2025-03-27
RIA | ENG | O-54015-00 | STOP KONTAK LUBANG 4, BROCO | 1 | 1 | 0 | Pcs | MFH | - | SPR/03/25/082 | 2025-03-27
RIA | ENG | O-54014-00 | STEKER 1 PHASE, BROCO | 1 | 1 | 0 | Pcs | MFH | - | SPR/03/25/082 | 2025-03-27
ROS | ENG | P-19539-00 | General - Roda Pu 3 Inch 75X32 Mm Tanpa Bracket - - | 1 | 1 | 0 | Pcs | MFH | - | SPR/03/25/083 | 2025-03-27
ROS | ENG | O-16647-00 | Washing RAR4 - Oring Silicone Merah 23x18x2.5 mm | 10 | 10 | 0 | Pcs | MFH | Capping | SPR/03/25/084 | 2025-03-27
ROS | ENG | O-17376-00 | Autoclave Fedegari FOF / 6 AC - Kit DN22 Valve Mod; p/n: KK000310 | 1 | 1 | 0 | Pcs | MFH | Autoclave | SPR/03/25/084 | 2025-03-27
SFH | ENG | P-53051-00 | General - Baterai NiCad Emergency TL 6V; Hokistar; BT-006; 1 Pc | 1 | 1 | 0 | Pcs | MFH | Building | SPR/03/25/085 | 2025-03-27
MOB | ENG | P-51560-00 | Lampu T5 28watt Putih; Phillips; ; | 1 | 1 | 0 | Pcs | MFH | Building | SPR/03/25/086 | 2025-03-27
RMA | ENG | O-15931-00 | Double Tape 3M 1" Merah | 1 | 1 | 0 | Pcs | MFH | Building | SPR/03/25/087 | 2025-03-27
NDS | ENG | O-13505-00 | Pneumatic Fitting - QST 10 | 1 | 1 | 0 | Pcs | MFH | Coating | SPR/03/25/088 | 2025-03-27
RAS | PRO | O-18055-00 | Robot Casepacker - Suction cup; VB17. single below; diameter Cup 17 mm. | 6 | 6 | 0 | Pcs | MFH | Cartoning | SPR/03/25/089 | 2025-03-27
ANO | ENG | O-14641-00 | Silicone Gasket for Ferrule dia. 1" | 2 | 2 | 0 | Pcs | MFH | Dispensing | SPR/03/25/090 | 2025-03-27
MOB | ENG | O-50863-00 | Relay/MY4N/220-240 VAC Omron | 1 | 1 | 0 | Pcs | MFH | Building | SPR/03/25/091 | 2025-03-27
NDS | ENG | O-16731-00 | Autoclave Fedegari FVA2/A1 NB2963AT - KIT Ricambi Valv. DN10 ON-OFF p/n: KK000301 | 3 | 3 | 0 | Pcs | MFH | Autoclave | SPR/03/25/092 | 2025-03-27
NDS | ENG | P-12300-00 | FESTO - QSML-M5-4 part Number 15333 | 1 | 1 | 0 | Pcs | MFH | Autoclave | SPR/03/25/092 | 2025-03-27
NDS | ENG | O-19077-00 | Autoclave Fedegari FVA2/A1 NB2963AT - Gasket Safety Valve; ; ; | 1 | 1 | 0 | Pcs | MFH | Autoclave | SPR/03/25/092 | 2025-03-27
MRA | ENG | P-51560-00 | Lampu T5 28watt Putih; Phillips; ; | 2 | 2 | 0 | Pcs | MFH | Building | SPR/03/25/093 | 2025-03-27
MRN | ENG | P-53050-00 | General - Pompa Magnetik 150W 1 phase; Sanso; PMD 1564; 1 Unit | 1 | 1 | 0 | Pcs | MFH | WWTP | SPR/03/25/094 | 2025-03-27
MRN | ENG | P-53051-00 | General - Baterai NiCad Emergency TL 6V; Hokistar; BT-006; 1 Pc | 3 | 3 | 0 | Pcs | MFH | Building | SPR/03/25/095 | 2025-03-27
SHF | ENG | - | Lampu LED 30W | 2 | 2 | 0 | Pcs | MFH | Building | SPR/04/25/001 | 2025-04-30
CAS | QAS | O-14640-00 | Silicone Gasket for Ferrule dia. 3/4" | 3 | 3 | 0 | Pcs | MFH | PW SKID | SPR/04/25/002 | 2025-04-30
RMA | ENG | O-54014-00 | STEKER 1 PHASE, BROCO | 1 | 1 | 0 | Pcs | MFH | Mixing | SPR/04/25/003 | 2025-04-30
MRN | ENG | - | Lampu TL TED Luxon | 1 | 1 | 0 | Pcs | MFH | - | SPR/04/25/004 | 2025-04-30
ROS | ENG | O-16959-00 | Marchesini MA155 - Kit Filter 200 Mesh Saturn M14 P/n: 1045520 | 2 | 2 | 0 | Pcs | MFH | Nordson | SPR/04/25/005 | 2025-04-30
ROS | ENG | P-10945-00 | General - Seal Tape 1 Inch 10 M; Onda; ST 02; 1 pcs | 1 | 1 | 0 | Pcs | MFH | Nordson | SPR/04/25/005 | 2025-04-30
ROS | ENG | P-12280-00 | FESTO - QS-1/8-8 Push-In fitting p/n 153004 | 1 | 1 | 0 | Pcs | MFH | Nordson | SPR/04/25/005 | 2025-04-30
AAA | ENG | T-25454-00 | Filter Flag, 2998, Classic; Waters; 700003767; | 1 | 1 | 0 | Set | RYP | HPLC | SPR/04/25/006 | 2025-04-30
ROS | ENG | O-16647-00 | Washing RAR4 - Oring Silicone Merah 23x18x2.5 mm | 10 | 10 | 0 | Pcs | RYP | Capping | SPR/04/25/007 | 2025-04-30
AAA | ENG | O-54015-00 | STOP KONTAK LUBANG 4, BROCO | 2 | 2 | 0 | Pcs | RYP | Ejo | SPR/04/25/008 | 2025-04-30
AAA | ENG | O-54014-00 | STEKER 1 PHASE, BROCO | 2 | 2 | 0 | Pcs | RYP | Ejo | SPR/04/25/008 | 2025-04-30
MOB | ENG | P-51027-00 | Isolasi Kabel SCOTCH super 33+ size: 19 mmx20x0.177 mm ( vinyl electric tape ) Black 3M | 1 | 1 | 0 | Pcs | RYP | Machine | SPR/04/25/009 | 2025-04-30
SFH | ENG | P-15852-00 | AMPLAS EAGLE 500 | 1 | 1 | 0 | Pcs | RYP | Building | SPR/04/25/010 | 2025-04-30
SFH | ENG | P-15851-00 | AMPLAS EAGLE 100 | 1 | 1 | 0 | Pcs | RYP | Building | SPR/04/25/010 | 2025-04-30
SFH | ENG | P-14974-00 | PVC - Sock AW 2 1/2"; ; ; | 1 | 1 | 0 | Pcs | RYP | - | SPR/04/25/011 | 2025-04-30
SFH | ENG | - | PVC Reducer 2 ke 1 inch | 1 | 1 | 0 | Pcs | RYP | - | SPR/04/25/011 | 2025-04-30
SFH | ENG | - | PVC Reducer 2 ke 2 1/2 | 1 | 1 | 0 | Pcs | RYP | - | SPR/04/25/011 | 2025-04-30
MRN | ENG | Q-60026-00 | Kuas Eterna 2 inchi | 1 | 1 | 0 | Pcs | RYP | - | SPR/04/25/012 | 2025-04-30
ANO | ENG | P-18788-00 | Baut SS Hexagon SS M6x55mm + Mur; ; ; | 6 | 6 | 0 | Pcs | RYP | Cartening | SPR/04/25/013 | 2025-04-30
NDS | ENG | T-20592-00 | Sample probe, deactivated, for Agilent 7697A headspace; Agilent; G4556-63825; 1pc | - | - | 0 | - | RYP | GC | SPR/04/25/014 | 2025-04-30
NDS | ENG | P-54199-00 | Stop Kontak AC Kaki 3 Broco; Broco; ; | 1 | 1 | 0 | - | RYP | M-laf | SPR/04/25/015 | 2025-04-30
NDS | ENG | P-51299-00 | Terminal plastik dia 6 mm | 1 | 1 | 0 | - | RYP | M-laf | SPR/04/25/015 | 2025-04-30
NDS | ENG | P-10017-00 | Pre Filter G4 size : 24X24X2, Washable Aluminium Frame; IAF; | 2 | 2 | 0 | - | RYP | Air shower | SPR/04/25/015 | 2025-04-30
INN | ENG | P-52110-00 | CAPACITOR 5 uF, 500 V, 50/60 Hz; ; ; | 1 | 1 | 0 | Pcs | RYP | Bod 4 | SPR/04/25/016 | 2025-04-30
INN | ENG | O-53047-00 | MCB 400V 10kA 3Pole; Siemens; 5SL4304-7CC; | 1 | 1 | 0 | Pcs | RYP | Isolator mixing | SPR/04/25/016 | 2025-04-30
SFH | ENG | P-12883-00 | Tee PVC AW dia 1/2inch X 1/2inch | 2 | 2 | 0 | Pcs | RYP | Building | SPR/04/25/017 | 2025-04-30
RIA | ENG | - | Kabel Lan Sachet | 10 | 10 | 0 | Mtr | RYP | Hc | SPR/04/25/018 | 2025-04-30
RIA | ENG | Q-10249-00 | Lem Power Glue | 1 | 1 | 0 | Pcs | RYP | Machine | SPR/04/25/018 | 2025-04-30
RIA | ENG | P-51239-00 | Skun ( I ) Pin uk.2.5-5 m hitam | 6 | 6 | 0 | Pcs | RYP | HC | SPR/04/25/019 | 2025-04-30
RIA | ENG | P-18554-00 | Baut Hexagonal SS 304 Uk. M4 x 8; ; ; | 5 | 5 | 0 | Pcs | RYP | HC | SPR/04/25/019 | 2025-04-30
RIA | ENG | O-54013-00 | SOCKET RJ 45 | 4 | 4 | 0 | Pcs | RYP | HC | SPR/04/25/019 | 2025-04-30
ANO | ENG | O-15573-00 | COUPLE OF SILICONE STRIPES FOR WASHING AND DRYING WHEELS EDM-2S; STERILINE; PART NO :18894 | 2 | 2 | 0 | - | RYP | EDM | SPR/04/25/020 | 2025-04-30
AAA | ENG | O-53170-00 | General - Mini Contactor B6-30-10-80 220...240 Vac ABB GJL1211001R8100 | 1 | 1 | 0 | Pcs | RYP | Huber | SPR/04/25/021 | 2025-04-30
AAA | ENG | O-53171-00 | General - Three Phase Monitoring Cm-Pfs.S. ABB 1SVR730824R9300 | 1 | 1 | 0 | Pcs | RYP | Huber | SPR/04/25/021 | 2025-04-30
AAA | ENG | O-53167-00 | General - Manual Motor Starter 100 Ka MS 132-10 ABB 1SAM350000R1010 | 1 | 1 | 0 | Pcs | RYP | Huber | SPR/04/25/021 | 2025-04-30
AAA | ENG | O-53166-00 | General - Contactor AX 12-30-10 220-230 Vac 50Hz ABB 1SBL911074R8010 | 1 | 1 | 0 | Pcs | RYP | Huber | SPR/04/25/022 | 2025-04-30
NDS | ENG | T-80109-00 | Cellotape Kertas 1 inch warna Putih | 2 | 2 | 0 | - | RYP | Filing | SPR/04/25/023 | 2025-04-30
NDS | ENG | Q-60503-00 | Silicone Sealant, Silglaze, Type N10 Grey, pack size per pcs | 1 | 1 | 0 | - | RYP | Filling | SPR/04/25/023 | 2025-04-30
ROS | ENG | O-16030-00 | 001292; Item Type : Dry box; 97800 Y 8.5 E4 5; Material : CSM; Shape : 97; Size : 8.5; Thickness (mm; ; ; | 1 | 1 | 0 | Pcs | RYP | Isolator Api | SPR/04/25/024 | 2025-04-30
MRN | ENG | P-14453-00 | Filter IAF MB Series (Medium Filter), efficiency : 60-65 %, Size: 24 x 24 x 12 inch; IAF; ; | 1 | 1 | 0 | Pcs | RYP | AHU | SPR/04/25/025 | 2025-04-30
SHF | ENG | P-53209-00 | CAPACITOR 3 uF, 220 V, 2 kutub | - | - | - | Pcs | RYP | Building | SPR/04/25/026 | 2025-04-30
MRN | ENG | P-54226-00 | Pompa Celup SS SE-268 San-Ei; San-Ei; ; | 1 | 1 | 0 | Pcs | RYP | WWIP | SPR/04/25/027 | 2025-04-30
SFH | ENG | P-51560-00 | Lampu T5 28watt Putih; Phillips; ; | 7 | 7 | 0 | Pcs | RYP | Building | SPR/04/25/028 | 2025-04-30
SFH | ENG | P-51559-00 | Lampu T5 14watt Putih; Phillips; ; | 2 | 2 | 0 | Pcs | RYP | Building | SPR/04/25/028 | 2025-04-30
SFH | ENG | - | Bolham tl 5 | 1 | 1 | 0 | Pcs | RYP | Building | SPR/04/25/028 | 2025-04-30
SHF | ENG | Q-10249-00 | Lem Power Glue | 16 | 16 | - | - | RYP | other | SPR/04/25/029 | 2025-04-30
MAP | ENG | P-53169-00 | Ballast Electronic EB-C 228 TL5, 2x28W; Phillips; ; | 1 | 1 | 0 | Pcs | RYP | floor GC | SPR/04/25/030 | 2025-04-30
MAP | ENG | P-51560-00 | Lampu T5 28watt Putih; Phillips; ; | 4 | 4 | 0 | Pcs | RYP | Floor GC | SPR/04/25/030 | 2025-04-30
AAA | ENG | P-53411-00 | General - Power Supply ECO 1-PH 24VDC 5A; Wago; 787-722; 1 pc | 2 | 2 | 0 | Pcs | RYP | Isolator | SPR/04/25/031 | 2025-04-30
SFH | ENG | T-80109-00 | Cellotape Kertas 1 inch warna Putih | 4 | 4 | 0 | P4 | RYP | Floor2 | SPR/04/25/032 | 2025-04-30
MRN | ENG | O-12733-00 | Tubing Polyurethane TU1065 Clear, SMC, roll SINAR MUTIARA CAKRABUANA, PT P/N : X3 pc | 10 | 10 | 0 | mtr | RYP | Pw Gen | SPR/04/25/033 | 2025-04-30
MRN | ENG | P-13389-00 | Scotch Brite 3M; ; ; | 1 | 1 | 0 | Pcs | RYP | PW GEN | SPR/04/25/033 | 2025-04-30
ANO | ENG | P-10398-00 | Ball Valve SS 316 1/2" 1000 WOG SANKYO | - | - | - | - | RYP | Autoclave | SPR/04/25/034 | 2025-04-30
MOB | ENG | Q-10153-00 | Roller cat 110mm | 2 | 2 | 0 | Pcs | RYP | Machine | SPR/04/25/035 | 2025-04-30
MOB | ENG | Q-10128-00 | Thinner;Impala;;pack size per can | 2 | 2 | 0 | Klng | RYP | Machine | SPR/04/25/035 | 2025-04-30
MOB | ENG | Q-10656-00 | Kuas Cat Uk. 5 inch;No Brand;;pack size per pcs | 1 | 1 | 0 | Pcs | RYP | Building | SPR/04/25/035 | 2025-04-30
MOB | ENG | P-13389-00 | Scotch Brite 3M; ; ; | 1 | 1 | 0 | Pcs | RYP | Building | SPR/04/25/036 | 2025-04-30
MOB | ENG | Q-10153-00 | Roller cat 110mm | 2 | 2 | 0 | Pcs | RYP | Building | SPR/04/25/036 | 2025-04-30
MRN | ENG | P-12433-00 | Isolasi AC- Sansui | 1 | 1 | 0 | Pcs | RYP | Lantai AHU | SPR/04/25/037 | 2025-04-30
MRN | ENG | Q-10153-00 | Kuas Cat Roller uk. 110 mm;No Brand;;pack size per set | 1 | 1 | 0 | Pcs | RYP | Lantai AHU | SPR/04/25/037 | 2025-04-30
ANO | ENG | P-12280-00 | FESTO - QS-1/8-8 Push-In fitting p/n 153004 | 2 | 2 | 0 | Pcs | RYP | BSC | SPR/04/25/038 | 2025-04-30
ROS | ENG | O-20298-00 | Marchesini Ma155 - Belt Conveyor PU UOUO 1120 x 75 x 1.1 mmE Custom/Lokal - | 1 | 1 | 0 | Pcs | RYP | lartoning | SPR/04/25/039 | 2025-04-30
ROS | ENG | - | Lampu T5 | 3 | 3 | 0 | Pcs | RYP | Building | SPR/04/25/039 | 2025-04-30
ROS | ENG | P-53169-00 | Ballast Electronic EB-C 228 TL5, 2x28W; Phillips; ; | 1 | 1 | 0 | Pcs | RYP | Building | SPR/04/25/039 | 2025-04-30
AAA | ENG | Q-50013-00 | Frame or Perimeter Seal RP48 White; Raven; R48W6; 6 meter/pck | 2 | 2 | 0 | Pack | RYP | PB Mixing 5ND1 | SPR/04/25/040 | 2025-04-30
MOB | ENG | Q-10128-00 | Thinner;Impala;;pack size per can | 2 | 2 | 0 | Pcs | RYP | Building | SPR/04/25/041 | 2025-04-30
ANO | ENG | P-11694-00 | Mata Gerinda 4 | 1 | 1 | 0 | Pcs | RYP | Cartoning | SPR/04/25/042 | 2025-04-30
SFH | ENG | Q-10128-00 | Thinner;Impala;;pack size per can | 4 | 4 | 0 | Lir | RYP | Building | SPR/04/25/043 | 2025-04-30
SFH | ENG | Q-10153-00 | Roller cat 110mm | 5 | 5 | 0 | Pcs | RYP | Building | SPR/04/25/043 | 2025-04-30
SFH | ENG | Q-10656-00 | Kuas Cat Uk. 5 inch;No Brand;;pack size per pcs | 2 | 2 | 0 | Pcs | RYP | Building | SPR/04/25/043 | 2025-04-30
SHF | ENG | Q-10249-00 | Lem Power Glue | 8 | 8 | 0 | - | RYP | Building | SPR/04/25/044 | 2025-04-30
SHF | ENG | P-51560-00 | Lampu T5 28watt Putih; Phillips; ; | 1 | 1 | 0 | - | RYP | Building | SPR/04/25/044 | 2025-04-30
MRN | ENG | - | Lampu TL 5 watt | 4 | 4 | 0 | Pcs | RYP | - | SPR/04/25/045 | 2025-04-30
MRN | ENG | T-80047-00 | Battery ALKALINE AAA | 1 | 1 | 0 | Pcs | RYP | - | SPR/04/25/045 | 2025-04-30
MRN | ENG | P-53102-00 | Lampu PLC 13watt/E27 Putih; Phillips; ; | 1 | 1 | 0 | Pcs | RYP | - | SPR/04/25/045 | 2025-04-30
INN | ENG | O-18388-00 | Membrane Valve PTFE/EPDM DN15 type 612 GEMU; ; ; | 1 | 1 | 0 | Pcs | RYP | Filling | SPR/04/25/046 | 2025-04-30
AAA | ENG | P-51559-00 | Lampu T5 14watt Putih; Phillips; ; | 1 | 1 | 0 | Pcs | RYP | - | SPR/04/25/047 | 2025-04-30
MRN | ENG | P-51560-00 | Lampu T5 28watt Putih; Phillips; ; | 1 | 1 | 0 | Pcs | RYP | P56 | SPR/04/25/048 | 2025-04-30
SFH | ENG | P-15851-00 | AMPLAS EAGLE 100 | 3 | 3 | 0 | Pcs | RYP | Building | SPR/04/25/049 | 2025-04-30
SFH | ENG | P-51560-00 | Lampu T5 28watt Putih; Phillips; ; | 6 | 6 | 0 | Pcs | RYP | Building | SPR/04/25/049 | 2025-04-30
SFH | ENG | P-53169-00 | Ballast Electronic EB-C 228 TL5, 2x28W; Phillips; ; | 1 | 1 | 0 | Pcs | RYP | Building | SPR/04/25/049 | 2025-04-30
RIA | ENG | P-53023-00 | General - Dosing Pump, Manual Strokes + Fitur Analogue 4-20 mA; Prominent; BT4B 0708 PVT 2000UA011A00YP; 1 Unit | 1 | 1 | 0 | Pcs | RYP | PWG | SPR/04/25/050 | 2025-04-30
RIA | ENG | P-53000-00 | General - Exterbal Pacing Cable Dosing Pump Pulse 2 Wire; Prominent; BT4B 0708 PVT 2000UA010000; | 1 | 1 | 0 | Pcs | RYP | PWG | SPR/04/25/050 | 2025-04-30
RIA | ENG | P-53381-00 | General - Display Inverter LCP 02; Danfoss; 130B1107; 1 pc | 3 | 3 | 0 | Pcs | RYP | PWG | SPR/04/25/050 | 2025-04-30
MRN | ENG | Q-10134-00 | TOTO - Jet Shower spray TX 403S | 1 | 1 | 0 | Pcs | MFH | Building | SPR/05/25/001 | 2025-05-31
ROS | ENG | - | Lampu Havells 27W | 1 | 1 | 0 | Pcs | MFH | Mixing | SPR/05/25/002 | 2025-05-31
ROS | ENG | Q-10434-00 | Lampu Tornado Philips 27 W Cool Daylight; PHILIPS; 27WATTS; | 2 | 2 | 0 | Pcs | MFH | Mixing | SPR/05/25/002 | 2025-05-31
SFH | ENG | P-11356-00 | Roda Trolly ABUS 4" ( 100 x 27 ) Without Breake | 1 | 1 | 0 | Pcs | MFH | Building | SPR/05/25/003 | 2025-05-31
MRN | ENG | P-51560-00 | Lampu T5 28watt Putih; Phillips; ; | 4 | 4 | 0 | Pcs | MFH | Building | SPR/05/25/004 | 2025-05-31
MRN | ENG | P-51559-00 | Lampu T5 14watt Putih; Phillips; ; | 4 | 4 | 0 | Pcs | MFH | Building | SPR/05/25/004 | 2025-05-31
MRN | ENG | Q-10153-00 | Roller cat 110mm | 4 | 4 | 0 | Pcs | MFH | Building | SPR/05/25/004 | 2025-05-31
RAI | PRO | O-18055-00 | Robot Casepacker - Suction cup; VB17. single below; diameter Cup 17 mm. | 2 | 2 | 0 | Pcs | MFH | Cartoning | SPR/05/25/005 | 2025-05-31
RAI | PRO | P-11968-00 | Berusynt FGH Spray H1 - Bechem | 1 | 1 | 0 | Pcs | MFH | Cartoning | SPR/05/25/005 | 2025-05-31
SHF | ENG | P-19484-00 | General - Sliding Pintu Lift Barang Uk. 50 x 32 mm; Custom/Lokal; -; 1 Pc | 2 | 2 | 0 | Pcs | MFH | Building | SPR/05/25/006 | 2025-05-31
RIA | ENG | P-17645-00 | Sodium Hiphoclorite; ; ; ltr | 210 | 210 | 0 | Liter | MFH | WWTP | SPR/05/25/007 | 2025-05-31
RIA | ENG | P-12830-00 | Sodium metabisulfit | 5 | 5 | 0 | Kg | MFH | WWTP | SPR/05/25/007 | 2025-05-31
EPO | ENG | P-13389-00 | Scotch Brite 3M; ; ; | 1 | 1 | 0 | Pcs | MFH | Building | SPR/05/25/008 | 2025-05-31
SFH | ENG | P-51560-00 | Lampu T5 28watt Putih; Phillips; ; | 6 | 6 | 0 | Pcs | MFH | Building | SPR/05/25/009 | 2025-05-31
INN | ENG | P-12764-00 | Silicone gasket for ferrule dia 1/2inch Taiwan | 10 | 10 | 0 | Pcs | MFH | Filling | SPR/05/25/010 | 2025-05-31
INN | ENG | O-16647-00 | Washing RAR4 - Oring Silicone Merah 23x18x2.5 mm | 10 | 10 | 0 | Pcs | MFH | Capping | SPR/05/25/010 | 2025-05-31
NDS | ENG | O-16032-00 | Sleeves M200/90 Y 550 E4 Bt5/5 BJ;001643;Material : CSM; Shape : 200/90; Thickness (mm) : 4/10; Leng; ; ; | 1 | 1 | 0 | Pcs | MFH | cRABS | SPR/05/25/011 | 2025-05-31
NDS | ENG | P-52110-00 | CAPACITOR 5 uF, 500 V, 50/60 Hz; ; ; | 1 | 1 | 0 | Pcs | MFH | BOD 5 | SPR/05/25/011 | 2025-05-31
INN | ENG | O-14618-00 | Pneumatic pincher silicone cover sleeve; ; c/n 15927; | 1 | 1 | 0 | Pcs | MFH | Washing | SPR/05/25/012 | 2025-05-31
INN | ENG | O-52241-00 | Tunnel ST1L - Potensio 10K | 1 | 1 | 0 | pcs | MFH | Tunnel | SPR/05/25/012 | 2025-05-31
ROS | ENG | S-46129-00 | Plastik Wrap Roll, Size 50 x 200 cm x 17 micron | 1 | 1 | 0 | Pcs | MFH | BSC | SPR/05/25/013 | 2025-05-31
ROS | ENG | O-15697-00 | SILICONE SUCKER 01.16.20; PART NO :202370 | 5 | 5 | 0 | Pcs | MFH | Capping | SPR/05/25/014 | 2025-05-31
SHF | ENG | P-51559-00 | Lampu T5 14watt Putih; Phillips; ; | 14 | 14 | 0 | Pcs | MFH | Building | SPR/05/25/015 | 2025-05-31
SHF | ENG | P-53173-00 | Ballast Electronic EB-C 214 TL5, 2x14W; Phillips; ; | 2 | 2 | 0 | Pcs | MFH | Building | SPR/05/25/015 | 2025-05-31
RIA | ENG | P-52420-00 | Ceiling Exhaust Fan FV-25TGU5; KDK; ; | 1 | 1 | 0 | Pcs | MFH | Building | SPR/05/25/016 | 2025-05-31
ROS | ENG | O-20297-00 | Autoclave Fedegari Fva/A1 - Oring Viton OD. 15 mm, ID. 15 mm, Tebal 2 mm Custom/Lokal - | 3 | 3 | 0 | Pcs | MFH | Autoclave | SPR/05/25/017 | 2025-05-31
ROS | ENG | O-16731-00 | Autoclave Fedegari FVA2/A1 NB2963AT - KIT Ricambi Valv. DN10 ON-OFF p/n: KK000301 | 1 | 1 | 0 | Pcs | MFH | Autoclave | SPR/05/25/017 | 2025-05-31
ANO | ENG | P-19512-00 | General - Karet Pintu Kaca Strip Silikon H 10mm; Lokal; -; 1 meter | 18 | 18 | 0 | Pcs | MFH | Cartoning | SPR/05/25/019 | 2025-05-31
AAA | ENG | P-52380-00 | Adaptor AC Universal Power Supply 12VDC s/d 24VDC; ; ; | 1 | 1 | 0 | Pcs | MFH | Washing | SPR/05/25/021 | 2025-05-31
AAA | ENG | O-53134-00 | Washing RAR4 - IF92 Programing box with USB connection; Steriline; ; 1 Pc | 1 | 1 | 0 | Pcs | MFH | Washing | SPR/05/25/021 | 2025-05-31
AAA | ENG | O-53133-00 | Washing RAR4 - Cable; Steriline; EC RD1A M12F8; 1 Pc | 1 | 1 | 0 | Pcs | MFH | Washing | SPR/05/25/021 | 2025-05-31
ROS | ENG | P-13383-00 | Silicone Sealant High Temp Red; ; ; | 1 | 1 | 0 | Pcs | MFH | Tunnel | SPR/05/25/022 | 2025-05-31
ROS | ENG | O-15669-00 | STERILIZING CHAMBER HEATERS ;NO. 03 RIBBED HEATERS RCU - 1000W - 230VAC -50/60HZ MATERIAL AISI316/304, MECHANICAL DIMENSION:; LENGTH: 397 MM -CENTER DISTANCE: 50 MM HEATING BODY DIAMETER: 10 MM RIBBED | 1 | 1 | 0 | pcs | MFH | Tunnel | SPR/05/25/022 | 2025-05-31
SFH | ENG | P-51560-00 | Lampu T5 28watt Putih; Phillips; ; | 2 | 2 | 0 | Pcs | MFH | Building | SPR/05/25/023 | 2025-05-31
SFH | ENG | Q-10460-00 | Magnetic door stopper | 29 | 29 | 0 | Pcs | MFH | Building | SPR/05/25/023 | 2025-05-31
SFH | ENG | P-53293-00 | General - Lampu Emergency TL LED 16W Waterproof IP65; Briliant; -; 1 pc | 2 | 2 | 0 | Pcs | MFH | Building | SPR/05/25/023 | 2025-05-31
MRN | ENG | Q-50013-00 | Frame or Perimeter Seal RP48 White; Raven; R48W6; 6 meter/pck | 1 | 1 | 0 | Pcs | MFH | Building | SPR/05/25/024 | 2025-05-31
ROS | ENG | O-16647-00 | Washing RAR4 - Oring Silicone Merah 23x18x2.5 mm | 10 | 10 | 0 | Pcs | MFH | Capping | SPR/05/25/025 | 2025-05-31
ROS | ENG | - | Fuse 0,5 A | 2 | 2 | 0 | Pcs | MFH | - | SPR/05/25/025 | 2025-05-31
MRN | ENG | P-50717-00 | Kabel UTP 4 pairs Cat 6 merk BELDEN | 100 | 100 | 0 | Pcs | MFH | OSD | SPR/05/25/026 | 2025-05-31
ROS | ENG | O-14618-00 | Pneumatic pincher silicone cover sleeve; ; c/n 15927; | 1 | 1 | 0 | Pcs | MFH | Washing | SPR/05/25/027 | 2025-05-31
ROS | ENG | O-14616-00 | Black arm system for Rotating pincer pneumatic cylinder SINAR MUTIARA CAKRABUANA, PT C/N : 33661 pc | 1 | 1 | 0 | Pcs | MFH | Washing | SPR/05/25/027 | 2025-05-31
ROS | ENG | P-15852-00 | AMPLAS EAGLE 500 | 1 | 1 | 0 | Pcs | MFH | Autoclave | SPR/05/25/027 | 2025-05-31
ANO | ENG | O-16030-00 | 001292; Item Type : Dry box; 9 | 3 | 3 | 0 | Pcs | MFH | Mixing | SPR/05/25/028 | 2025-05-31
RIA | ENG | P-11424-00 | Selang Festo Pun-H-12x2 Blue 2 x 50 m | 3 | 3 | 0 | Mtr | MFH | PWG | SPR/05/25/029 | 2025-05-31
RIA | ENG | O-52530-00 | Sensor PH Meter Type : InPro3250/120/PT1000 PN. 52002548 | 1 | 1 | 0 | Pcs | MFH | Mixing | SPR/05/25/029 | 2025-05-31
RIA | ENG | P-15862-00 | PAPER RECORD YOKOGAWA; FOLDING CHART B9565AW | 1 | 1 | 0 | Pcs | MFH | PW SKID | SPR/05/25/029 | 2025-05-31
ROS | ENG | T-80109-00 | Cellotape Kertas 1 inch warna Putih | 1 | 1 | 0 | Pcs | MFH | FD | SPR/05/25/030 | 2025-05-31
ROS | ENG | P-51027-00 | Isolasi Kabel SCOTCH super 33+ size: 19 mmx20x0.177 mm ( vinyl electric tape ) Black 3M | 1 | 1 | 0 | pcs | MFH | FD | SPR/05/25/030 | 2025-05-31
RIA | ENG | P-13389-00 | Scotch Brite 3M; ; ; | 1 | 1 | 0 | Pcs | MFH | - | SPR/05/25/031 | 2025-05-31
RIA | ENG | P-17830-00 | Cleaner Stainless Stell & Polish; 3M; ; | 1 | 1 | 0 | Pcs | MFH | - | SPR/05/25/031 | 2025-05-31
RIA | ENG | P-11991-00 | Cabble Ties 200L | 1 | 1 | 0 | pcs | MFH | - | SPR/05/25/031 | 2025-05-31
AAA | ENG | T-20591-00 | Kit, Performance PLUS seal pack rebuild | 1 | 1 | 0 | Pcs | MFH | HPLC | SPR/05/25/032 | 2025-05-31
MOB | ENG | Q-10249-00 | Lem Power Glue | 2 | 2 | 0 | Pcs | MFH | - | SPR/05/25/033 | 2025-05-31
SFH | ENG | Q-10249-00 | Lem Power Glue | 2 | 2 | 0 | Pcs | MFH | Building | SPR/05/25/034 | 2025-05-31
MRN | ENG | P-53382-00 | General - Exhaust Fan; KDK; 24CDQNA; 1 unit | 2 | 2 | 0 | PCs | MFH | - | SPR/05/25/035 | 2025-05-31
DAH | ENG | Q-10249-00 | Lem Power Glue | 5 | 5 | 0 | Pcs | MFH | Building | SPR/05/25/036 | 2025-05-31
MBN | PRO | P-17645-00 | Sodium Hiphoclorite; ; ; ltr | 30 | 30 | 0 | Pcs | MFH | - | SPR/05/25/037 | 2025-05-31
ROS | ENG | P-17361-00 | Oring EPDM 15x9x3 mm | 1 | 1 | 0 | Pcs | MFH | Autoclave | SPR/05/25/038 | 2025-05-31
ANO | ENG | P-12920-00 | Tungsten Electrodes dia 1.6 mm | 1 | 1 | 0 | Pcs | MFH | Workshop | SPR/05/25/039 | 2025-05-31
ANO | ENG | P-11694-00 | Mata Gerinda 4 | 1 | 1 | 0 | Pcs | MFH | Workshop | SPR/05/25/039 | 2025-05-31
SHF | ENG | P-52369-00 | HVAC - Pressure Flow Control MF PFC Ver.3 24 VAC/VDC 0 - 100 Pa Micatrone; ; ; | 3 | 3 | 0 | PCs | MFH | AHU | SPR/05/25/040 | 2025-05-31
SHF | ENG | Q-10984-00 | Door Seal Karet Penutup Bawah Pintu Abu 2,5 cm x 1 M; ; ; | 10 | 10 | 0 | Pcs | MFH | Building | SPR/05/25/040 | 2025-05-31
SFH | ENG | P-51560-00 | Lampu T5 28watt Putih; Phillips; ; | 1 | 1 | 0 | Pcs | MFH | Building | SPR/05/25/041 | 2025-05-31
SFH | ENG | P-53102-00 | Lampu PLC 13watt/E27 Putih; Phillips; ; | 1 | 1 | 0 | Pcs | MFH | Building | SPR/05/25/041 | 2025-05-31
SFH | ENG | Q-10475-00 | Cat Tembok; ; ; - Cat Dulux Ambiance Brilliant White @ 20 Ltr | 1 | 1 | 0 | Pcs | MFH | Building | SPR/05/25/042 | 2025-05-31
SFH | ENG | Q-10154-00 | Roller cat 230mm | 1 | 1 | 0 | Pcs | MFH | Building | SPR/05/25/042 | 2025-05-31
SFH | ENG | Q-10817-00 | Door Closer Type: TS77 Hold Open; DORMA; ; | 1 | 1 | 0 | Pcs | MFH | Building | SPR/05/25/042 | 2025-05-31
MRN | ENG | P-53293-00 | General - Lampu Emergency TL LED 16W Waterproof IP65; Briliant; -; 1 pc | 1 | 1 | 0 | Pcs | MFH | Building | SPR/05/25/043 | 2025-05-31
MRN | ENG | Q-50013-00 | Frame or Perimeter Seal RP48 White; Raven; R48W6; 6 meter/pck | 2 | 2 | 0 | Pcs | MFH | Building | SPR/05/25/044 | 2025-05-31
RIA | ENG | P-54226-00 | Pompa Celup SS SE-268 San-Ei; San-Ei; ; | 1 | 1 | 0 | Pcs | MFH | WWTP | SPR/05/25/045 | 2025-05-31
MRN | ENG | - | Water Inlet Jet Cleaner | 1 | 1 | 0 | PCs | MFH | Tools | SPR/05/25/046 | 2025-05-31
ROS | ENG | O-17011-00 | Parallel Keys MISUMI P/N : KET3 pc | 1 | 1 | 0 | Pcs | MFH | Capping | SPR/05/25/047 | 2025-05-31
ROS | ENG | O-18055-00 | Robot Casepacker - Suction cup; VB17. single below; diameter Cup 17 mm.; vmeca; ; | 2 | 2 | 0 | pcs | MFH | Cartoning | SPR/05/25/048 | 2025-05-31
SFH | ENG | Q-10817-00 | Door Closer Type: TS77 Hold Open; DORMA; ; | 1 | 1 | 0 | Pcs | MFH | Building | SPR/05/25/049 | 2025-05-31
MOB | ENG | P-15862-00 | PAPER RECORD YOKOGAWA; FOLDING CHART B9565AW | 1 | 1 | 0 | Pcs | MFH | WFI SKID | SPR/05/25/050 | 2025-05-31
RIA | ENG | O-54014-00 | STEKER 1 PHASE, BROCO | 1 | 1 | 0 | Pcs | MFH | WWTP | SPR/05/25/051 | 2025-05-31
RIA | ENG | P-53133-00 | Kabel Belden AWG 22; ; ; | 20 | 20 | 0 | M | MFH | - | SPR/05/25/051 | 2025-05-31
SFH | ENG | Q-10128-00 | Thinner Super End/Impala | 3 | 3 | 0 | Pcs | MFH | Building | SPR/05/25/052 | 2025-05-31
SFH | ENG | P-17645-00 | Sodium Hiphoclorite; ; ; ltr | 175 | 175 | 0 | L | MFH | Building | SPR/05/25/052 | 2025-05-31
SFH | ENG | Q-10153-00 | Roller cat 110mm | 3 | 3 | 0 | Pcs | MFH | Building | SPR/05/25/052 | 2025-05-31
SFH | ENG | Q-60405-00 | Cat Durogloss DR-2000; Propan; Type Spiders Web 90YY 73/040; 0,9 L/can | 2 | 2 | 0 | Pcs | MFH | - | SPR/05/25/053 | 2025-05-31
SFH | ENG | P-15852-00 | AMPLAS EAGLE 500 | 4 | 4 | 0 | Pcs | MFH | - | SPR/05/25/053 | 2025-05-31
SFH | ENG | P-15851-00 | AMPLAS EAGLE 100 | 5 | 5 | 0 | Pcs | MFH | - | SPR/05/25/053 | 2025-05-31
SFH | ENG | P-53102-00 | Lampu PLC 13watt/E27 Putih; Phillips; ; | 2 | 2 | 0 | Pcs | MFH | Building | SPR/05/25/054 | 2025-05-31
SFH | ENG | Q-10904-00 | Handle Pintu Kaca Deksson DK 82801; ; ; | 1 | 1 | 0 | Pcs | MFH | Building | SPR/05/25/055 | 2025-05-31
NDS | ENG | O-18344-00 | Capping VCM200 - Roller trimmer D=48X18 inclination=7 for alucap D=20; ; ; | 10 | 10 | 10 | Pcs | MFH | Capping | SPR/06/25/001 | 2025-06-25
ANO | ENG | T-80047-00 | Battery ALKALINE AAA | 2 | 2 | 0 | Pcs | MFH | - | SPR/06/25/002 | 2025-06-25
ANO | ENG | Q-50013-00 | Frame or Perimeter Seal RP48 White; Raven; R48W6; 6 meter/pck | 1 | 1 | 0 | Pcs | MFH | FD | SPR/06/25/002 | 2025-06-25
ANO | ENG | O-14618-00 | Pneumatic pincher silicone cover sleeve; ; c/n 15927; | 1 | 1 | 0 | Pcs | MFH | Washing | SPR/06/25/003 | 2025-06-25
NDS | ENG | P-10726-00 | Cleaner - Contact Cleaner CRC CO 2016 500 ml | 1 | 1 | 0 | pcs | MFH | FD | SPR/06/25/004 | 2025-06-25
NDS | ENG | O-53218-00 | Mixing Tank - Sensor RTD 2X 100 Ohm (Duplex) with Transmitter Dia 6x81mm Mat SUS316 Class A; Custom/Lokal; -; 1 Pc | 1 | 1 | 0 | Pcs | MFH | Mixing | SPR/06/25/004 | 2025-06-25
ROS | ENG | Q-10249-00 | Lem Power Glue | 1 | 1 | 0 | Pcs | MFH | Mixing | SPR/06/25/005 | 2025-06-25
ANO | ENG | O-16032-00 | Sleeves M200/90 Y 550 E4 Bt5/5 BJ;001643;Material : CSM; Shape : 200/90; Thickness (mm) : 4/10; Leng; ; ; | 1 | 1 | 0 | Pcs | MFH | cRABS | SPR/06/25/006 | 2025-06-25
ROS | ENG | P-18725-00 | Freon Refrigerant Chemours Suva R507; ; ; | 1 | 1 | 0 | Pcs | MFH | Mixing | SPR/06/25/007 | 2025-06-25
NDS | ENG | Q-10249-00 | Lem Power Glue | 1 | 1 | 0 | Pcs | MFH | Conveyor R | SPR/06/25/008 | 2025-06-25
NDS | ENG | P-18788-00 | Baut SS Hexagon SS M6x55mm + Mur; ; ; | 2 | 2 | 0 | Pcs | MFH | Sartocheck | SPR/06/25/009 | 2025-06-25
ANO | ENG | - | Ball Bearing | 12 | 12 | 0 | Pcs | MFH | Washing | SPR/06/25/010 | 2025-06-25
ANO | ENG | O-16030-00 | 001292; Item Type : Dry box; 9 | 3 | 3 | 0 | Pcs | MFH | Mixing | SPR/06/25/011 | 2025-06-25
ANO | ENG | Q-50013-00 | Frame or Perimeter Seal RP48 White; Raven; R48W6; 6 meter/pck | 2 | 2 | 0 | Pcs | MFH | - | SPR/06/25/011 | 2025-06-25
ANO | ENG | T-80043-00 | Battery Kotak 9V | 1 | 1 | 0 | pcs | MFH | Lantester | SPR/06/25/012 | 2025-06-25
ANO | ENG | Q-60501-00 | Silicone Sealant;Silglaze;Type N10 Clear;pack size per pcs | 1 | 1 | 0 | Pcs | MFH | - | SPR/06/25/013 | 2025-06-25
ANO | ENG | O-53215-00 | General - Exhaust Fan;Ebm-Papst;R3G190-RC05-03; | 2 | 2 | 0 | Pcs | MFH | BSC | SPR/06/25/013 | 2025-06-25
ANO | ENG | - | Ball Bearing | 12 | 12 | 0 | Pcs | MFH | Washing | SPR/06/25/013 | 2025-06-25
ANO | ENG | O-52854-00 | Safety Sensor GG505S GIGA-4015-US; IFM; ; | 1 | 1 | 0 | Pcs | MFH | Autoclave | SPR/06/25/014 | 2025-06-25
ANO | ENG | P-16474-00 | General - Lem PLastic Steel Epoxy + Hardener 5 menit; Dextone ; -; 1 set/pack | 1 | 1 | 0 | Pcs | MFH | - | SPR/06/25/014 | 2025-06-25
ANO | ENG | Q-10249-00 | Lem Power Glue | 1 | 1 | 0 | Pcs | MFH | - | SPR/06/25/014 | 2025-06-25
MFH | ENG | T-80109-00 | Cellotape Kertas 1 inch warna Putih | 1 | 1 | 0 | Pcs | MFH | FD | SPR/06/25/015 | 2025-06-25
ROS | ENG | P-19410-00 | General - Bearing NATA5902; IKO; -; 1 pc | 2 | 2 | 0 | Pcs | MFH | Capping | SPR/06/25/016 | 2025-06-25
INN | ENG | O-16715-00 | Membrane Diaphragm Valve EPDM PTFE DN 25 Gemu KRISNA DWI MITRA P/N : 600 25M 17 pc | 1 | 1 | 0 | Pcs | MFH | Mixing | SPR/06/25/017 | 2025-06-25
INN | ENG | O-19822-00 | Flexible Front End 916 - (125.0 - 125.0) | 1 | 1 | 0 | Pcs | MFH | FD | SPR/06/25/017 | 2025-06-25
INN | ENG | Q-60501-00 | Silicone Sealant;Silglaze;Type N10 Clear;pack size per pcs | 2 | 2 | 0 | Pcs | MFH | - | SPR/06/25/018 | 2025-06-25
INN | ENG | O-15931-00 | Double Tape 3M 1" Merah | 1 | 1 | 0 | Pcs | MFH | Coating | SPR/06/25/018 | 2025-06-25
SFH | ENG | Q-10153-00 | Roller cat 110mm | 2 | 2 | 0 | Pcs | MFH | Building | SPR/06/25/019 | 2025-06-25
SFH | ENG | P-15852-00 | AMPLAS EAGLE 500 | 2 | 2 | 0 | Pcs | MFH | Building | SPR/06/25/019 | 2025-06-25
MOB | ENG | P-15938-00 | Water Hardness Test Kit; ; ; | 1 | 1 | 0 | Pcs | MFH | PWG | SPR/06/25/020 | 2025-06-25
ANO | ENG | P-15852-00 | AMPLAS EAGLE 500 | 1 | 1 | 0 | Pcs | MFH | FD | SPR/06/25/021 | 2025-06-25
ANO | ENG | Q-60501-00 | Silicone Sealant;Silglaze;Type N10 Clear;pack size per pcs | 1 | 1 | 0 | Pcs | MFH | - | SPR/06/25/021 | 2025-06-25
ROS | ENG | Q-10249-00 | Lem Power Glue | 2 | 1 | 0 | PCs | MFH | Mlaf | SPR/06/25/022 | 2025-06-25
ROS | ENG | P-19647-00 | General - Gasket Ferrule EPDM 6inch; Lokal; -; 1 pc | 1 | 1 | 0 | Pcs | MFH | Mixing | SPR/06/25/022 | 2025-06-25
ROS | ENG | P-50288-00 | Bola Lampu - Halogen 20 W Osram | 1 | 1 | 0 | Pcs | MFH | Mixing | SPR/06/25/022 | 2025-06-25
MRN | ENG | P-14458-00 | Filter IAF MBV Series (Medium Filter), efficiency : 90-95 %, Size: 12 x 24 x 12 inch; IAF; ; | 2 | 2 | 0 | Pcs | MFH | AHU | SPR/06/25/023 | 2025-06-25
MRN | ENG | S-40335-00 | Lem Insuflex Insulation; ; ; | 1 | 1 | 0 | Pcs | MFH | AHU | SPR/06/25/023 | 2025-06-25
INN | ENG | O-20294-00 | Autoclave - Oring 70 x 59 x 5.5 mm Viton Custom/Lokal - | 1 | 1 | 0 | Pcs | MFH | AHU | SPR/06/25/024 | 2025-06-25
RIA | ENG | O-51967-00 | Solid State Relay 3-32 VDC - 330 VAC 25 A; ; ; | 1 | 1 | 0 | Pcs | MFH | PW SKID | SPR/06/25/025 | 2025-06-25
RIA | ENG | O-15905-00 | Temperature probe model PT100; single element, 3 wires diameter 3mm, length 250mm, Total silicone ca; ; ; | 2 | 2 | 0 | Pcs | MFH | Alarm System | SPR/06/25/025 | 2025-06-25
RIA | ENG | P-14244-00 | UV lamp, Model HANOVI; AUSTAR; ; | 2 | 2 | 0 | Pcs | MFH | PW SKID | SPR/06/25/025 | 2025-06-25
SFH | ENG | P-53102-00 | Lampu PLC 13watt/E27 Putih; Phillips; ; | 5 | 5 | 0 | Pcs | MFH | Building | SPR/06/25/026 | 2025-06-25
SFH | ENG | Q-60405-00 | Cat Durogloss DR-2000; Propan; Type Spiders Web 90YY 73/040; 0,9 L/can | 6 | 6 | 0 | Pcs | MFH | Building | SPR/06/25/026 | 2025-06-25
SFH | ENG | P-51741-00 | Lampu Phillips PHP LED; 710 7w E27 White 220-240v; ; ; | 2 | 2 | 0 | Pcs | MFH | Building | SPR/06/25/026 | 2025-06-25
RIA | ENG | P-10726-00 | Cleaner - Contact Cleaner CRC CO 2016 500 ml | 3 | 3 | 0 | Pcs | MFH | Building | SPR/06/25/027 | 2025-06-25
RIA | ENG | P-53214-00 | Epoxy Adhesive DEXTONE; ; ; | 1 | 1 | 0 | Set | MFH | Building | SPR/06/25/027 | 2025-06-25
ROS | ENG | O-50827-00 | OptoCapBT02T Operating Range 8 ppb - 60% O2 Sat P/N 30018857, Measured Pressure Resistance : 0 bar - | 1 | 1 | 0 | Pcs | MFH | Mixing | SPR/06/25/028 | 2025-06-25
ROS | ENG | S-40645-00 | Cable Ties, 200 x 4.8 mm; SIGMA; CS 200L; Putih;100 pcs/pack | 1 | 1 | 0 | Pcs | MFH | Coating | SPR/06/25/029 | 2025-06-25
SFH | ENG | - | Dop 1,5 Inch | 1 | 1 | 0 | Pcs | MFH | Building | SPR/06/25/030 | 2025-06-25
RIA | ENG | P-50717-00 | Kabel UTP 4 pairs Cat 6 merk BELDEN | 50 | 50 | 0 | Pcs | MFH | IGL | SPR/06/25/031 | 2025-06-25
RIA | ENG | O-54013-00 | SOCKET RJ 45 | 2 | 2 | 0 | Pcs | MFH | IGL | SPR/06/25/031 | 2025-06-25
AAA | ENG | O-16033-00 | Isolator Gloves E10330 Y 7 E4 4; 000156; Material : CSM; Shape : E10; Size : 7; Thickness (mm) : 4/1; ; ; | 1 | 1 | 0 | Pcs | MFH | cRABS | SPR/06/25/032 | 2025-06-25
ANO | ENG | P-18769-00 | Mata Gerinda Potong 4" Merek WD; ; -; 20 pc | 1 | 1 | 0 | Pcs | MFH | Tools | SPR/06/25/033 | 2025-06-25
ROS | ENG | O-16647-00 | Washing RAR4 - Oring Silicone Merah 23x18x2.5 mm | 10 | 10 | 0 | Pcs | MFH | Capping | SPR/06/25/034 | 2025-06-25
SFH | ENG | Q-10429-00 | Fitting Kap Lampu LED Tube TL T8 Ukuran 60 cm; In-Lite; INFX004; pack size per pcs | 1 | 1 | 0 | Pcs | MFH | Building | SPR/06/25/035 | 2025-06-25
INN | ENG | P-11195-00 | General - Push-in Fitting, QSF-1/8-6-B; Festo; 153023; 1 pcs | 2 | 2 | 0 | Pcs | MFH | FD | SPR/06/25/036 | 2025-06-25
INN | ENG | O-16982-00 | Freeze Dryer MBE1207 - Diaphrapm DA008ER M4 Saunders CIPTA SOLUSI ANDALAN, PT P/N : - pc | 1 | 1 | 0 | Pcs | MFH | FD | SPR/06/25/036 | 2025-06-25
ROS | ENG | O-15587-00 | FILLING NEEDLE ; FILLING THE VIALS ; STERILINE : PART NO (308496,308710,306680,305421,305288,300359,301105,301106) | 1 | 1 | 0 | Pcs | MFH | Capping | SPR/06/25/037 | 2025-06-25
MOB | ENG | T-80037-00 | Batterai Size AA | 4 | 4 | 0 | Pcs | MFH | - | SPR/06/25/038 | 2025-06-25
MRN | ENG | P-53055-00 | General - Fuse Keramik Double 160A 690VAC Bussman FEE160 | 3 | 3 | 0 | Pcs | MFH | Hot Water | SPR/06/25/039 | 2025-06-25
MRN | ENG | P-54269-00 | General - Water Heater Immersion 9 Element Dia 11,2 x 1800 mm, 60 KW 380V, SUS316; Custom; -; 1 pc | 1 | 1 | 0 | Pcs | MFH | Hot Water | SPR/06/25/039 | 2025-06-25
ROS | ENG | P-18725-00 | Freon Refrigerant Chemours Suva R507; ; ; | 1 | 1 | 0 | Pcs | MFH | Isolator SKAN | SPR/06/25/040 | 2025-06-25
ROS | ENG | O-16033-00 | Isolator Gloves E10330 Y 7 E4 4; 000156; Material : CSM; Shape : E10; Size : 7; Thickness (mm) : 4/1; ; ; | 1 | 1 | 0 | Pcs | MFH | Mixing | SPR/06/25/040 | 2025-06-25
ROS | ENG | O-54165-00 | Electronic Expansion Valve ESS2U; Parker; ; | 1 | 1 | 0 | pcs | MFH | Mixing | SPR/06/25/040 | 2025-06-25
MOB | ENG | P-14424-00 | Garam Kutreat RGN-9800F; ; ; 25Kg/zak | 25 | 25 | 0 | Pcs | MFH | PWG | SPR/06/25/041 | 2025-06-25
NDS | ENG | O-16032-00 | Sleeves M200/90 Y 550 E4 Bt5/5 BJ;001643;Material : CSM; Shape : 200/90; Thickness (mm) : 4/10; Leng; ; ; | 1 | 1 | 0 | Pcs | MFH | cRABS | SPR/06/25/042 | 2025-06-25
MOB | ENG | P-17645-00 | Sodium Hiphoclorite; ; ; ltr | 450 | 450 | 0 | Pcs | MFH | WWTP | SPR/07/25/001 | 2025-07-25
AAA | ENG | O-16033-00 | Isolator Gloves E10330 Y 7 E4 4; 000156; Material : CSM; Shape : E10; Size : 7; Thickness (mm) : 4/1; ; ; | 1 | 1 | 0 | Pcs | MFH | cRABS | SPR/07/25/002 | 2025-07-25
AAA | ENG | P-50138-00 | Battery Lithium / Buffer TL-2150 size 1/2 AA | 1 | 1 | 0 | Pcs | MFH | HC | SPR/07/25/003 | 2025-07-25
ROS | ENG | O-16033-00 | Isolator Gloves E10330 Y 7 E4 4; 000156; Material : CSM; Shape : E10; Size : 7; Thickness (mm) : 4/1; ; ; | 1 | 1 | 0 | Pcs | MFH | cRABS | SPR/07/25/004 | 2025-07-25
INN | ENG | O-18055-00 | Robot Casepacker - Suction cup; VB17. single below; diameter Cup 17 mm.; vmeca; ; | 1 | 1 | 0 | Pcs | MFH | Cartoning | SPR/07/25/005 | 2025-07-25
INN | ENG | P-12994-00 | Nippon Tape - ASF-110FR | 1 | 1 | 0 | Pcs | MFH | Capping | SPR/07/25/005 | 2025-07-25
INN | ENG | P-11968-00 | Berusynt FGH Spray H1 - Bechem | 1 | 1 | 0 | pcs | MFH | - | SPR/07/25/005 | 2025-07-25
INN | ENG | O-16752-00 | Marchesini FB220-PN. 7301604 MODULE,E.DOT+, 0,35MM NOZZLE Nordson; Nordson; ; | 1 | 1 | 0 | pcs | MFH | Cartoning | SPR/07/25/006 | 2025-07-25
INN | ENG | P-50288-00 | Bola Lampu - Halogen 20 W Osram | 1 | 1 | 0 | Pcs | MFH | Mixing | SPR/07/25/007 | 2025-07-25
INN | ENG | O-20505-00 | Integrated Granulation Line - Oring Viton 2.5x64x69 mm, colour Black; Custom/Lokal; -; 1 Pc | 1 | 1 | 0 | Pcs | MFH | Mixing | SPR/07/25/007 | 2025-07-25
ROS | ENG | O-14644-00 | Silicone Gasket for Ferrule dia. 4"; ; ; | 2 | 2 | 0 | Pcs | MFH | Autoclave | SPR/07/25/008 | 2025-07-25
MOB | PRO | P-17645-00 | Sodium Hiphoclorite; ; ; ltr | 50 | 50 | 0 | Pcs | MFH | Produksi | SPR/07/25/009 | 2025-07-25
PHL | ENG | P-17645-00 | Sodium Hiphoclorite; ; ; ltr | 25 | 25 | 0 | Pcs | MFH | QCC | SPR/07/25/010 | 2025-07-25
RIA | ENG | O-53032-00 | Cable Temperature Sensor Silicone 1,5m PT1000 QAP2012.150 | 2 | 2 | 0 | Pcs | MFH | - | SPR/07/25/011 | 2025-07-25
MRN | ENG | P-11968-00 | Berusynt FGH Spray H1 - Bechem | 1 | 1 | 0 | pcs | MFH | Mixing | SPR/07/25/012 | 2025-07-25
AAA | ENG | T-12277-00 | Seagate One Touch 5TB External Hardisk; ; ; | 1 | 1 | 0 | Pcs | MFH | PC | SPR/07/25/013 | 2025-07-25
RIA | ENG | P-51889-00 | Autonics - Power Supply SPA-050-24VDC; ; ; | 1 | 1 | 0 | Pcs | MFH | - | SPR/07/25/014 | 2025-07-25
RIA | ENG | O-54014-00 | STEKER 1 PHASE, BROCO | 1 | 1 | 0 | Pcs | MFH | - | SPR/07/25/014 | 2025-07-25
NDS | ENG | P-11195-00 | General - Push-in Fitting, QSF-1/8-6-B; Festo; 153023; 1 pcs | 1 | 1 | 0 | Pcs | MFH | Glove | SPR/07/25/015 | 2025-07-25
ANO | ENG | P-11694-00 | Mata Gerinda 4" | 1 | 1 | 0 | pcs | MFH | Workshop | SPR/07/25/016 | 2025-07-25
SFH | ENG | P-14424-00 | Garam Kutreat RGN-9800F; ; ; 25Kg/zak | 25 | 25 | 0 | pcs | MFH | PWG | SPR/05725/017 | 2025-07-25
MRN | ENG | - | Kertas Lakmus | 1 | 1 | 0 | pcs | MFH | Mixing | SPR/05725/018 | 2025-07-25
ROS | ENG | O-20484-00 | Mixing Tank Adam - Tray Kabel 30x50x1000 mm; Custom/Lokal; -; 1 Pc | 1 | 1 | 0 | pcs | MFH | Mixing | SPR/07/25/019 | 2025-07-25
ROS | ENG | O-20484-00 | Mixing Tank Adam - Tray Kabel 30x50x1000 mm; Custom/Lokal; -; 1 Pc | 1 | 1 | 0 | pcs | MFH | Mixing | SPR/07/25/019 | 2025-07-25
ROS | ENG | O-20396-00 | Autoclave Fedegari FOF5/9A - Tray Pelindung Kabel 30x40x900 mm Mat. SUS304;Custom/Lokal; -; | 1 | 1 | 0 | Pcs | MFH | Autoclave | SPR/07/25/019 | 2025-07-25
ROS | ENG | P-18963-00 | Tubing Nylon Putih 6x8; ; ; | 30 | 30 | 0 | pcs | MFH | Mixing | SPR/07/25/020 | 2025-07-25
ROS | ENG | Q-60503-00 | Silicone Sealant, Silglaze, Type N10 Grey, pack size per pcs | 1 | 1 | 0 | pcs | MFH | Mixing | SPR/07/25/020 | 2025-07-25
ROS | ENG | O-16943-00 | Tunnel ST1L - Potentiometer Model 10K 3turns P/n: 3757; ; ; | 1 | 1 | 0 | pcs | MFH | Tunnel | SPR/07/25/020 | 2025-07-25
ROS | ENG | O-54139-00 | Lampu PLC 4U 45W; Hannochs; ; | 2 | 2 | 0 | Pcs | MFH | Visual Inspection | SPR/07/25/021 | 2025-07-25
ROS | ENG | Q-10434-00 | Lampu Tornado Philips 27 W Cool Daylight; PHILIPS; 27WATTS; | 2 | 2 | 0 | Pcs | MFH | Visual Inspection | SPR/07/25/021 | 2025-07-25
ROS | ENG | O-20357-00 | General - Stand Display Timbangan Weighing Booth 120x50x1140 mm;Custom/Lokal; -; | 1 | 1 | 0 | Pcs | MFH | Dispensing | SPR/07/25/022 | 2025-07-25
NDS | ENG | O-20294-00 | Autoclave - Oring 70 x 59 x 5.5 mm Viton Custom/Lokal - | 1 | 1 | 0 | Pcs | MFH | Autoclave | SPR/07/25/023 | 2025-07-25
INN | ENG | O-20296-00 | General - Rotating Pincer Pneumatik SMC MRHQ20D-180S-DIN00358 | 3 | 3 | 0 | Pcs | MFH | Washing | SPR/07/25/024 | 2025-07-25
ROS | ENG | O-16647-00 | Washing RAR4 - Oring Silicone Merah 23x18x2.5 mm | 10 | 10 | 0 | Pcs | MFH | Capping | SPR/07/25/025 | 2025-07-25
ROS | ENG | O-20506-00 | General - Gasspring 80-245mm shaft 8mm diameter cylinder 18mm; Stabilus; P/N : 084093; 1 Pc | 2 | 2 | 0 | Pcs | MFH | Cartoning | SPR/07/25/026 | 2025-07-25
SFH | ENG | Q-10136-00 | TOTO - Kran T23BQ13N | 1 | 1 | 0 | Pcs | MFH | Building | SPR/07/25/027 | 2025-07-25
SFH | ENG | - | Sock Drat 1/2 Inch | 1 | 1 | 0 | Pcs | MFH | Building | SPR/07/25/027 | 2025-07-25
AAA | ENG | O-16980-00 | Freeze Dryer MBE1207 - Diaphrapm DA040E2 M4 Saunders CIPTA SOLUSI ANDALAN, PT P/N : - pc | 6 | 6 | 0 | pcs | MFH | FD | SPR/07/25/028 | 2025-07-25
AAA | ENG | O-16981-00 | Freeze Dryer MBE1207 - Diaphrapm DA025E2 M4 Saunders CIPTA SOLUSI ANDALAN, PT P/N : - pc | 10 | 10 | 0 | Pcs | MFH | FD | SPR/07/25/028 | 2025-07-25
AAA | ENG | O-20026-00 | Freeze Dryer MBE1207 - Temperature Probe PT100 DIN 43760 316 SS Teflon AWG #26 Class A; Minco; S102037PM3R120; | 2 | 2 | 0 | Pcs | MFH | FD | SPR/07/25/028 | 2025-07-25
RIA | ENG | Q-60502-00 | Silicone Sealant, Silglaze, Type N10 White, pack size per pcs | 1 | 1 | 0 | Pcs | MFH | - | SPR/07/25/029 | 2025-07-25
MRN | ENG | P-10860-00 | Fitting PVC - Elbow PVC 1" | 18 | 18 | 0 | Pcs | MFH | Mixing | SPR/07/25/030 | 2025-07-25
MRN | ENG | P-12942-00 | Water Mur PVC dia 1inch | 4 | 4 | 0 | Pcs | MFH | Mixing | SPR/07/25/030 | 2025-07-25
MRN | ENG | S-40645-00 | Cable Ties, 200 x 4.8 mm; SIGMA; CS 200L; Putih;100 pcs/pack | 1 | 1 | 0 | Pcs | MFH | Mixing | SPR/07/25/030 | 2025-07-25
MRN | ENG | Q-60025-00 | Kuas Eterna 1 inchi | 1 | 1 | 0 | Pcs | MFH | Building | SPR/07/25/031 | 2025-07-25
SJS | HRG | P-13389-00 | Scotch Brite 3M; ; ; | 1 | 1 | 0 | Pcs | MFH | - | SPR/07/25/032 | 2025-07-25
RIA | ENG | Q-12060-00 | Polyurethane (PU) Foam Sealent Spray; No Brand; LX-100; pack size 750 ml per botol | 1 | 1 | 0 | Pcs | MFH | WICC | SPR/07/25/033 | 2025-07-25
SFH | ENG | P-51560-00 | Lampu T5 28watt Putih; Phillips; ; | 16 | 16 | 0 | Pcs | MFH | Building | SPR/07/25/034 | 2025-07-25
SFH | ENG | P-51559-00 | Lampu T5 14watt Putih; Phillips; ; | 5 | 5 | 0 | Pcs | MFH | Building | SPR/07/25/034 | 2025-07-25
SFH | ENG | P-53293-00 | General - Lampu Emergency TL LED 16W Waterproof IP65; Briliant; -; 1 pc | 1 | 1 | 0 | Pcs | MFH | Building | SPR/07/25/034 | 2025-07-25
MAP | ENG | - | Lakban Silver Waterproof | 1 | 1 | 0 | Pcs | MFH | Kalibrasi | SPR/07/25/035 | 2025-07-25
SFH | ENG | P-10945-00 | General - Seal Tape 1 Inch 10 M; Onda; ST 02; 1 pcs | 2 | 2 | 0 | Pcs | MFH | Building | SPR/07/25/036 | 2025-07-25
SFH | ENG | P-10729-00 | Contact cleaner WD 40, 382 gr ; Brand : - ; P/N : - ; Pack Size : pcs | 1 | 1 | 0 | Pcs | MFH | Building | SPR/07/25/036 | 2025-07-25
ANO | ENG | P-18788-00 | Baut SS Hexagon SS M6x55mm + Mur; ; ; | 4 | 4 | 0 | Pcs | MFH | Furnace | SPR/07/25/037 | 2025-07-25
ANO | ENG | - | Kabel Heater | 1 | 1 | 0 | Pcs | MFH | Furnace | SPR/07/25/037 | 2025-07-25
ANO | ENG | P-51239-00 | Skun ( I ) Pin uk.2.5-5 m hitam | 1 | 1 | 0 | Pcs | MFH | Furnace | SPR/07/25/037 | 2025-07-25
NDS | ENG | O-54014-00 | STEKER 1 PHASE, BROCO | 1 | 1 | 0 | Pcs | MFH | Autoclave | SPR/07/25/038 | 2025-07-25
NDS | ENG | P-50286-00 | Kabel NYYHY 3 x 1,5 mm | 1 | 1 | 0 | Pcs | MFH | Autoclave | SPR/07/25/038 | 2025-07-25
INN | ENG | P-50491-00 | Relay / MY2N / 24 VDC OMRON | 1 | 1 | 0 | Pcs | MFH | Labeling | SPR/07/25/039 | 2025-07-25
ANO | ENG | - | Fuse 1 1/2 A | 2 | 2 | 0 | Pcs | MFH | Sartocheck | SPR/07/25/040 | 2025-07-25
ROS | ENG | P-51559-00 | Lampu T5 14watt Putih; Phillips; ; | 1 | 1 | 0 | Pcs | MFH | BOD | SPR/07/25/041 | 2025-07-25
ROS | ENG | P-10564-00 | Bearing 6000 2RS H SKF | 2 | 2 | 0 | Pcs | MFH | Capping | SPR/07/25/041 | 2025-07-25
AAA | ENG | P-50288-00 | Bola Lampu - Halogen 20 W Osram | 1 | 1 | 0 | Pcs | MFH | Mixing | SPR/07/25/042 | 2025-07-25
SFH | ENG | P-15851-00 | AMPLAS EAGLE 100 | 1 | 1 | 0 | Pcs | MFH | Building | SPR/07/25/042 | 2025-07-25
SFH | ENG | P-10859-00 | Fitting PVC - Elbow PVC 1/2" Rucika AW | 3 | 3 | 0 | Pcs | MFH | Building | SPR/07/25/042 | 2025-07-25
SFH | ENG | P-12883-00 | Tee PVC AW dia 1/2inch X 1/2inch | 1 | 1 | 0 | Pcs | MFH | Building | SPR/07/25/042 | 2025-07-25
BDU | ENG | P-53661-00 | Heat Shrink dia. 4 mm Warna Hitam (1 roll = 100 mtr) | 2 | 2 | 0 | Pcs | MFH | - | SPR/07/25/043 | 2025-07-25
MOB | ENG | P-51560-00 | Lampu T5 28watt Putih; Phillips; ; | 5 | 5 | 0 | Pcs | MFH | Building | SPR/07/25/044 | 2025-07-25
MOB | ENG | P-51559-00 | Lampu T5 14watt Putih; Phillips; ; | 4 | 4 | 0 | Pcs | MFH | Building | SPR/07/25/044 | 2025-07-25
MRN | ENG | P-15834-00 | SMC - Pressure Filter Regulator Auto Drain AW40-40DG-A; ; ; | 1 | 1 | 0 | Pcs | MFH | - | SPR/07/25/045 | 2025-07-25
MRN | ENG | P-19233-00 | Fitting QS 1/2 x 8mm; EMC; ; | 1 | 1 | 0 | Pcs | MFH | - | SPR/07/25/045 | 2025-07-25
MRN | ENG | P-12266-00 | FESTO - Push In Fitting QS-1/2-10 part number 190646 | 1 | 1 | 0 | Pcs | MFH | - | SPR/07/25/045 | 2025-07-25
ANO | ENG | O-11181-00 | Bearing 626-2Z | 4 | 4 | 0 | Pcs | MFH | Capping | SPR/07/25/046 | 2025-07-25
ANO | ENG | P-13384-00 | Sok Drat Luar 2" Pvc Rucika | 1 | 1 | 0 | Pcs | MFH | Capping | SPR/07/25/046 | 2025-07-25
RIA | ENG | P-11175-00 | Pneumatic Fitting - QS 10-8 / PN : 153039 / Festo | 1 | 1 | 0 | Pcs | MFH | Ahu | SPR/07/25/047 | 2025-07-25
RIA | ENG | P-11185-00 | Pneumatic Fitting - QS 8-6 / Festo | 1 | 1 | 0 | Pcs | MFH | - | SPR/07/25/047 | 2025-07-25
RIA | ENG | P-51559-00 | Lampu T5 14watt Putih; Phillips; ; | 2 | 2 | 0 | Pcs | MFH | - | SPR/07/25/047 | 2025-07-25
BDU | ENG | P-19484-00 | General - Sliding Pintu Lift Barang Uk. 50 x 32 mm; Custom/Lokal; -; 1 Pc | 4 | 4 | 0 | Pcs | MFH | Dumbwaiter | SPR/07/25/048 | 2025-07-25
ANO | ENG | P-11694-00 | Mata Gerinda 4" | 5 | 2 | 0 | Pcs | MFH | Trolley | SPR/07/25/049 | 2025-07-25
NDS | ENG | P-18468-00 | Pass Box Stickers ZC-A; ; ; | 2 | 2 | 0 | Pcs | MFH | Pasbox | SPR/07/25/050 | 2025-07-25
KPR | QAS | O-14594-00 | Kit, membrane ozone 6510 METTLER TOLEDO INDONESIA, PT P/N : - pc | 1 | 1 | 0 | Pcs | MFH | Water sistem | SPR/07/25/051 | 2025-07-25
BDU | ENG | P-19028-00 | Washable G4 Avg arrestance : 94%. Rec. Final resistance: 250 Pa. Size: 24" x 24" x 2"; IAF; ; pcs | 4 | 4 | 0 | Pcs | MFH | Ahu | SPR/07/25/052 | 2025-07-25
INN | ENG | P-12994-00 | Nippon Tape - ASF-110FR | 1 | 1 | 0 | Pcs | MFH | Capping | SPR/07/25/053 | 2025-07-25
ROS | ENG | P-51299-00 | Terminal plastik dia 6 mm | 3 | 3 | 0 | Pcs | MFH | Lampu crabs | SPR/07/25/059 | 2025-07-25
NDS | ENG | P-13389-00 | Scotch Brite 3M; ; ; | 1 | 1 | 0 | Pcs | MFH | Pasbox | SPR/07/25/060 | 2025-07-25
NDS | ENG | T-80109-00 | Cellotape Kertas 1 inch warna Putih | 1 | 1 | 0 | Pcs | MFH | Tc | SPR/07/25/060 | 2025-07-25
MRN | ENG | P-53363-00 | Contactor Schneider LC1D12M7 Coil 220 VAC; ; ; | 1 | 1 | 0 | Pcs | MFH | - | SPR/07/25/061 | 2025-07-25
MRN | ENG | P-51560-00 | Lampu T5 28watt Putih; Phillips; ; | 1 | 1 | 0 | Pcs | MFH | - | SPR/07/25/061 | 2025-07-25
SFH | ENG | P-51560-00 | Lampu T5 28watt Putih; Phillips; ; | 3 | 3 | 0 | Pcs | MFH | Building | SPR/07/25/062 | 2025-07-25
SFH | ENG | P-51559-00 | Lampu T5 14watt Putih; Phillips; ; | 10 | 10 | 0 | Pcs | MFH | Building | SPR/07/25/062 | 2025-07-25
SFH | ENG | P-53169-00 | Ballast Electronic EB-C 228 TL5, 2x28W; Phillips; ; | 2 | 2 | 0 | Pcs | MFH | Building | SPR/07/25/062 | 2025-07-25
ANO | ENG | P-11694-00 | Mata Gerinda 4" | 5 | 5 | 0 | Pcs | MFH | Troley | SPR/07/25/063 | 2025-07-25
ANO | ENG | T-20135-00 | Sleeves Thickness(mm): 3/10 Length(mm) : 500 Dia.(mm) : 293,00 Plan Reference : FP no 42-PVC 0,3 TA; Piercan; M293/90 PVCTR E3 500; | 1 | 1 | 0 | Pcs | MFH | Isolator skan | SPR/07/25/063 | 2025-07-25
SFH | ENG | P-53293-00 | General - Lampu Emergency TL LED 16W Waterproof IP65; Briliant; -; 1 pc | 2 | 2 | 0 | Pcs | MFH | Building | SPR/07/25/064 | 2025-07-25
SFH | ENG | P-51560-00 | Lampu T5 28watt Putih; Phillips; ; | 2 | 2 | 0 | Pcs | MFH | Building | SPR/07/25/064 | 2025-07-25
SFH | ENG | P-51559-00 | Lampu T5 14watt Putih; Phillips; ; | 4 | 4 | 0 | Pcs | MFH | Building | SPR/07/25/064 | 2025-07-25
ROS | ENG | O-16032-00 | Sleeves M200/90 Y 550 E4 Bt5/5 BJ;001643;Material : CSM; Shape : 200/90; Thickness (mm) : 4/10; Leng; ; ; | 1 | 1 | 0 | Pcs | MFH | Crabs | SPR/07/25/065 | 2025-07-25
ROS | ENG | P-12764-00 | Silicone gasket for ferrule dia 1/2inch Taiwan | 2 | 2 | 0 | Pcs | MFH | Mixing | SPR/07/25/067 | 2025-07-25
ROS | ENG | O-14639-00 | EPDM Gasket for Ferrule dia. 1/2" - P/N : - pc | 2 | 2 | 0 | Pcs | MFH | Mixing | SPR/07/25/067 | 2025-07-25
MRN | ENG | P-51741-00 | Lampu Phillips PHP LED; 710 7w E27 White 220-240v; ; ; | 1 | 1 | 0 | Pcs | MFH | - | SPR/07/25/068 | 2025-07-25
MRN | ENG | P-11356-00 | Roda Trolly ABUS 4" ( 100 x 27 ) Without Breake | 4 | 4 | 0 | Pcs | MFH | - | SPR/07/25/068 | 2025-07-25
NDS | ENG | P-50781-00 | Battery 12V 18AH merk LONG | 2 | 2 | 0 | Pcs | MFH | Ms30 | SPR/07/25/069 | 2025-07-25
NDS | ENG | Q-10249-00 | Lem;Power Glue;;pack size per pcs | 1 | 1 | 0 | Pcs | MFH | Capping | SPR/07/25/069 | 2025-07-25
ROS | ENG | O-14640-00 | Silicone Gasket for Ferrule dia. 3/4" - P/N : - pc | 2 | 2 | 0 | Pcs | MFH | Mixing | SPR/07/25/070 | 2025-07-25
ANO | ENG | P-52569-00 | Limit Switch LX19-001 250 VAC; ; ; | 1 | 1 | 0 | Pcs | MFH | Dry lab | SPR/07/25/071 | 2025-07-25
ROS | ENG | - | MUR UNUT M3 | 2 | 2 | 0 | Pcs | MFH | Capping | SPR/07/25/066 | 2025-07-25
ROS | ENG | T-12045-00 | Hard disk Desktop Internal Seagate 1TB SATA; Seagate; ; | 1 | 1 | 0 | Pcs | MFH | Mixing | SPR/07/25/072 | 2025-07-25
ROS | ENG | P-11175-00 | Pneumatic Fitting - QS 10-8 / PN : 153039 / Festo | 2 | 2 | 0 | Pcs | MFH | Coating | SPR/07/25/072 | 2025-07-25
RIA | ENG | P-11175-00 | Pneumatic Fitting - QS 10-8 / PN : 153039 / Festo | 1 | 1 | 0 | Pcs | MFH | - | SPR/07/25/073 | 2025-07-25
RIA | ENG | P-11185-00 | Pneumatic Fitting - QS 8-6 / Festo | 1 | 1 | 0 | Pcs | MFH | - | SPR/07/25/073 | 2025-07-25
ANO | ENG | Q-10249-00 | Lem Power Glue; ; ; | 2 | 2 | 0 | Pcs | MFH | Gerinda | SPR/07/25/074 | 2025-07-25
ROS | ENG | P-17361-00 | Oring EPDM 15x9x3 mm | 10 | 10 | 0 | Pcs | MFH | Autocleve | SPR/07/25/075 | 2025-07-25
ROS | ENG | P-17359-00 | O-ring EPDM 41.5 x 35 x 3.5 mm ; Brand : - ; P/N : - ; Pack Size : pcs | 1 | 1 | 0 | Pcs | MFH | Autoclave | SPR/07/25/075 | 2025-07-25
ROS | ENG | O-16731-00 | Autoclave Fedegari FVA2/A1 NB2963AT - KIT Ricambi Valv. DN10 ON-OFF p/n: KK000301 | 2 | 2 | 0 | Pcs | MFH | Autoclave | SPR/07/25/075 | 2025-07-25
ROS | ENG | O-16032-00 | Sleeves M200/90 Y 550 E4 Bt5/5 BJ;001643;Material : CSM; Shape : 200/90; Thickness (mm) : 4/10; Leng; ; ; | 1 | 1 | 0 | Pcs | MFH | Crabs | SPR/07/25/076 | 2025-07-25
ROS | ENG | O-15726-00 | VACUUM KIT SEAL; part number KK000315 | 1 | 1 | 0 | Pcs | MFH | Autoclave | SPR/07/25/077 | 2025-07-25
ROS | ENG | P-51894-00 | Philips - Lampu TLD 18W/840 Bright Boost Cool White; ; ; | 1 | 1 | 0 | Pcs | MFH | Edm | SPR/07/25/077 | 2025-07-25
INN | ENG | O-19678-00 | Printhead Engine 60 Micron; ; P/N : 399-422; | 1 | 1 | 0 | Pcs | MFH | Videojet | SPR/07/25/078 | 2025-07-25
ANO | ENG | P-11356-00 | Roda Trolly ABUS 4" ( 100 x 27 ) Without Breake | 4 | 4 | 0 | Pcs | MFH | Troley poly bottle | SPR/08/25/001 | 2025-08-29
ANO | ENG | P-11694-00 | Mata Gerinda 4" | 3 | 3 | 0 | Pcs | MFH | Trolley | SPR/08/25/001 | 2025-08-29
PHL | ENG | P-17645-00 | Sodium Hiphoclorite; ; ; ltr | 25 | 25 | 0 | L | MFH | Lab | SPR/08/25/002 | 2025-08-29
MFH | ENG | P-53059-00 | General - Mainboard Photometer 2I SN 23425 ATI P/N : 0400170 | 1 | 1 | 0 | Pcs | MFH | Photometer | SPR/08/25/002 | 2025-08-29
MFH | ENG | O-19981-00 | FD S/N MBE1207 - Proportional Directional Valve DSE3F-A08/11N-D12K1 | 1 | 1 | 0 | Pcs | MFH | FD | SPR/08/25/002 | 2025-08-29
SFH | ENG | P-53102-00 | Lampu PLC 13watt/E27 Putih; Phillips; ; | 3 | 3 | 0 | Pcs | MFH | Building | SPR/08/25/003 | 2025-08-29
ROS | ENG | - | Seal on off actuator sedogan | 1 | 1 | 0 | Pcs | MFH | Service autoclave | SPR/08/25/004 | 2025-08-29
SFH | ENG | Q-10134-00 | TOTO - Jet Shower spray TX 403S | 1 | 1 | 0 | Pcs | MFH | Building | SPR/08/25/005 | 2025-08-29
SFH | ENG | P-51560-00 | Lampu T5 28watt Putih; Phillips; ; | 2 | 2 | 0 | Pcs | MFH | Building | SPR/08/25/005 | 2025-08-29
SFH | ENG | P-53102-00 | Lampu PLC 13watt/E27 Putih; Phillips; ; | 3 | 3 | 0 | Pcs | MFH | Building | SPR/08/25/005 | 2025-08-29
ANO | ENG | O-18055-00 | Robot Casepacker - Suction cup; VB17. single below; diameter Cup 17 mm.; vmeca; ; | 2 | 2 | 0 | Pcs | MFH | Cartaning | SPR/08/25/006 | 2025-08-29
BDU | ENG | P-51741-00 | Lampu Phillips PHP LED; 710 7w E27 White 220-240v; ; ; | 1 | 1 | 0 | Pce | MFH | AHU FA B-C | SPR/08/25/007 | 2025-08-29
SFH | ENG | P-53170-00 | Ballast Electronic EB-C 128 TL5, 1x28W; Phillips; ; | 3 | 3 | 0 | Pcs | MFH | Building | SPR/08/25/008 | 2025-08-29
SFH | ENG | P-53174-00 | Ballast Electronic EB-C 114 TL5, 1x14W; Phillips; ; | 2 | 2 | 0 | Pcs | MFH | Building | SPR/08/25/008 | 2025-08-29
MFH | ENG | O-53093-00 | FD S/N MBE1207 - Amplifier SE3AN21RS1603; Aron; ; | 1 | 1 | 0 | Pcs | MFH | FD | SPR/08/25/008 | 2025-08-29
RIA | ENG | P-53415-00 | General - LED Module 5730 SMD; Samsung; -; 1 pc | 20 | 20 | 0 | Pcs | MFH | Building | SPR/08/25/009 | 2025-08-29
RIA | ENG | P-53416-00 | General - Ballast SMPS 300 TLD Driver LED 12VDC IP68; Talled; -; 1 pc | 1 | 1 | 0 | Pcs | MFH | Building | SPR/08/25/009 | 2025-08-29
MFH | ENG | O-14363-00 | Membrane Diaphragm Valve EPDM PTFE DN 25 Gemu DUA BERLIAN PILAR P/N : 600 25M5E-221 pc | 1 | 1 | 0 | Pcs | MFH | - | SPR/08/25/009 | 2025-08-29
ROS | ENG | O-53155-00 | General - Logoscreen 601; JUMO; 706521/08-114-23/000; 1 Pc | 1 | 1 | 0 | Unet | MFH | Autoclave service | SPR/08/25/010 | 2025-08-29
ANO | ENG | T-20725-00 | Performance Plus Check Valve Housing; Waters; 700002332; | 1 | 1 | 0 | Pcs | MFH | HPLC | SPR/08/25/011 | 2025-08-29
ANO | ENG | S-50953-00 | Silica Gel curah; ; ; pck | 3 | 3 | 0 | Pc | MFH | FD | SPR/08/25/012 | 2025-08-29
RIA | ENG | P-15000-00 | Air Diff. Press. Switch, P/N. QBM81; ; ; | 1 | 1 | 0 | Pcs | MFH | Machine | SPR/08/25/013 | 2025-08-29
MOB | ENG | P-53102-00 | Lampu PLC 13watt/E27 Putih; Phillips; ; | 7 | 7 | 0 | Pcs | MFH | Building | SPR/08/25/014 | 2025-08-29
MOB | ENG | P-51741-00 | Lampu Phillips PHP LED; 710 7w E27 White 220-240v; ; ; | 1 | 1 | 0 | Pcs | MFH | Building | SPR/08/25/014 | 2025-08-29
BDU | ENG | T-80109-00 | Cellotape Kertas 1 inch warna Putih | 4 | 4 | 0 | Pcs | MFH | Building | SPR/08/25/015 | 2025-08-29
SFH | ENG | P-17645-00 | Sodium Hiphoclorite; ; ; ltr | 125 | 125 | 0 | Liter | MFH | Building | SPR/08/25/016 | 2025-08-29
SFH | ENG | P-51560-00 | Lampu T5 28watt Putih; Phillips; ; | 5 | 5 | 0 | Pcs | MFH | Building | SPR/08/25/016 | 2025-08-29
SFH | ENG | P-51559-00 | Lampu T5 14watt Putih; Phillips; ; | 5 | 5 | 0 | Pcs | MFH | Building | SPR/08/25/016 | 2025-08-29
SFH | ENG | Q-60405-00 | Cat Durogloss DR-2000; Propan; Type Spiders Web 90YY 73/040; 0,9 L/can | 6 | 6 | 0 | Pcs | MFH | Building | SPR/08/25/017 | 2025-08-29
SFH | ENG | Q-60406-00 | Stone Coat Pernis pelapis batu alam; Golden Horse; Type Black Gloss ; 1 kg/can | 3 | 3 | 0 | Liter | MFH | Building | SPR/08/25/018 | 2025-08-29
SFH | ENG | Q-10401-00 | Kuas Cat Uk. 3 inch;Eterna;Tipe 611;pack size per pcs | 3 | 3 | 0 | Pcs | MFH | Building | SPR/08/25/018 | 2025-08-29
SFH | ENG | Q-60026-00 | Kuas Eterna 2 | 3 | 3 | 0 | Pcs | MFH | Building | SPR/08/25/018 | 2025-08-29
RIA | ENG | P-52664-00 | Pelampung Air Radar Float Switch 2 Meter; ; ; | 2 | 2 | 0 | Pcs | MFH | WWTP | SPR/08/25/019 | 2025-08-29
RIA | ENG | P-53170-00 | Ballast Electronic EB-C 128 TL5, 1x28W; Phillips; ; | 2 | 2 | 0 | Pcs | MFH | Filling | SPR/08/25/019 | 2025-08-29
NDS | ENG | P-54327-00 | General - Kap Lampu Waterptoof T8 1x18 IP65; No Brand; -; 1 pc | 20 | 18 | 2 | Pcs | MFH | Crabs | SPR/08/25/020 | 2025-08-29
NDS | ENG | P-54328-00 | General - Lampu LED T8 9W Kuning 3000K; Hannochs; -; 1 pc | 20 | 19 | 1 | Pcs | MFH | Crabs | SPR/08/25/020 | 2025-08-29
NDS | ENG | T-80109-00 | Cellotape Kertas 1 inch warna Putih | 1 | 1 | 0 | Pcs | MFH | Crabs | SPR/08/25/020 | 2025-08-29
NDS | ENG | P-19820-00 | General - Baut L Tanam M5 x 10 x 0.8 SS 304; No Brand; -; 100pcs/pack | 5 | 5 | 0 | Pcs | MFH | Gloove leakrester | SPR/08/25/021 | 2025-08-29
BDU | ENG | P-51560-00 | Lampu T5 28watt Putih; Phillips; ; | 10 | 10 | 0 | Pcs | MFH | Building | SPR/08/25/022 | 2025-08-29
MFH | ENG | O-54171-00 | Service Push Button With Plug; Melchers; ENG-SEI-42-057679-00; | 1 | 1 | 0 | Pcs | MFH | MS30 | SPR/08/25/023 | 2025-08-29
MFH | ENG | O-20504-00 | Mixing Tank Adam - Corong Mesin 10x1.5 inch Mat. SS 316; Custom/Lokal; -; 1 Pc | 1 | 1 | 0 | Pcs | MFH | Mixing | SPR/08/25/023 | 2025-08-29
MFH | ENG | O-53238-00 | Mixing Tank Adam - Heater Jaket (Heating Cable + Thermostat) 1790 x 330mm 230V 2KW P.Kabel 5 M; Custom/Lokal; -; 1 Pc | 1 | 1 | 0 | Pcs | MFH | Mixing | SPR/08/25/023 | 2025-08-29
ANO | ENG | P-15852-00 | AMPLAS EAGLE 500 | 1 | 1 | 0 | Pcs | MFH | Trolley | SPR/08/25/024 | 2025-08-29
ANO | ENG | P-15851-00 | AMPLAS EAGLE 100 | 1 | 1 | 0 | Pcs | MFH | Trolley | SPR/08/25/024 | 2025-08-29
ANO | ENG | O-19512-00 | Gasket Uk. 1,5 mm x 100 cm x 100 cm; Klingersil; C-4400; | 1 | 1 | 0 | Potong | MFH | Aerosol gen | SPR/08/25/025 | 2025-08-29
ANO | ENG | P-11694-00 | Mata Gerinda 4" | 1 | 1 | 0 | Pcs | MFH | Trolley | SPR/08/25/025 | 2025-08-29
NDS | ENG | P-52110-00 | CAPACITOR 5 uF, 500 V, 50/60 Hz; ; ; | 1 | 1 | 0 | Pcs | MFH | BOD 2 | SPR/08/25/026 | 2025-08-29
NDS | ENG | O-51000-00 | Colamark - Print Head for Part TTO Domino p/n EPP001359 SP; ; ; | 1 | 1 | 0 | Set | MFH | Domino | SPR/08/25/026 | 2025-08-29
RIA | ENG | P-13370-00 | General - Pulser SCR Heater Controller Wall Mounted 0-10 VD DC; Regin; 240-X010; 1 unit | 2 | 2 | 0 | Pcs | MFH | Machine | SPR/08/25/027 | 2025-08-29
RIA | ENG | P-52708-00 | Inverter - HVAC Drives FC-102P4K0T4E20H3XGXXXXSXXXXAXBXCXXXXDX; 4 kw 3x380 Vac;; Danfoss; ; | 1 | 1 | 0 | Pcs | MFH | Machine | SPR/08/25/027 | 2025-08-29
SFH | ENG | P-51560-00 | Lampu T5 28watt Putih; Phillips; ; | 3 | 3 | 0 | Pcs | MFH | floor 3 | SPR/08/25/028 | 2025-08-29
SFH | ENG | P-10017-00 | Pre Filter G4 size : 24X24X2, Washable Aluminium Frame; IAF; | 16 | 16 | 0 | Pcs | MFH | floor 2 | SPR/08/25/028 | 2025-08-29
SFH | ENG | P-10019-00 | Pre Filter G4 size : 12X24X2 | 10 | 10 | 0 | Pcs | MFH | floor 2 | SPR/08/25/028 | 2025-08-29
BDU | ENG | Q-10249-00 | Lem Power Glue; ; ; | 1 | 1 | 0 | Pcs | MFH | Building | SPR/08/25/029 | 2025-08-29
BDU | ENG | P-13370-00 | General - Pulser SCR Heater Controller Wall Mounted 0-10 VD DC; Regin; 240-X010; 1 unit | 2 | 2 | 0 | Pcs | MFH | Machine | SPR/08/25/029 | 2025-08-29
BDU | ENG | P-19827-00 | General - Valve Aktuator Stroke 40mm; Siemens; SKC62 2800N; 1 pc | 1 | 1 | 0 | Pcs | MFH | Colling water | SPR/08/25/029 | 2025-08-29
MRN | ENG | Q-10153-00 | Kuas Cat Roller uk. 110 mm;No Brand;;pack size per set | 5 | 5 | 0 | Pcs | MFH | Building | SPR/08/25/030 | 2025-08-29
MRN | ENG | Q-10401-00 | Kuas Cat Uk. 3 inch;Eterna;Tipe 611;pack size per pcs | 5 | 5 | 0 | Pcs | MFH | Building | SPR/08/25/030 | 2025-08-29
MRN | ENG | P-10729-00 | Contact cleaner WD 40, 382 gr ; Brand : - ; P/N : - ; Pack Size : pcs | 1 | 1 | 0 | Pcs | MFH | him water | SPR/08/25/031 | 2025-08-29
RIA | ENG | P-52708-00 | Inverter - HVAC Drives FC-102P4K0T4E20H3XGXXXXSXXXXAXBXCXXXXDX; 4 kw 3x380 Vac;; Danfoss; ; | 1 | 1 | 0 | Pcs | MFH | EFCI | SPR/08/25/032 | 2025-08-29
RIA | ENG | T-25577-00 | UV LAMP FOR M500 TOC Analyzer; Sievers; TOC M500; 1 pc | 1 | 1 | 0 | Pcs | MFH | WFI | SPR/08/25/032 | 2025-08-29
BDU | ENG | O-50863-00 | Relay/MY4N/220-240 VAC Omron; ; ; | 1 | 1 | 0 | Pcs | MFH | - | SPR/08/25/033 | 2025-08-29
BDU | ENG | - | Soket Relay MY4N | 1 | 1 | 0 | Pcs | MFH | - | SPR/08/25/033 | 2025-08-29
BDU | ENG | P-51843-00 | Push Button /XA2EA42/240V/Merah Schneider; ; ; | 1 | 1 | 0 | Pcs | MFH | - | SPR/08/25/033 | 2025-08-29
NDS | ENG | S-40645-00 | Cable Ties, 200 x 4.8 mm; SIGMA; CS 200L; Putih;100 pcs/pack | 1 | 1 | 0 | Pcs | MFH | Lampu uobs | SPR/08/25/034 | 2025-08-29
NDS | ENG | T-80109-00 | Cellotape Kertas 1 inch warna Putih | 1 | 1 | 0 | Pcs | MFH | FD | SPR/08/25/034 | 2025-08-29
ROS | ENG | P-15852-00 | AMPLAS EAGLE 500 | 1 | 1 | 0 | Pcs | MFH | Lamp FD | SPR/08/25/035 | 2025-08-29
ROS | ENG | P-15851-00 | AMPLAS EAGLE 100 | 1 | 1 | 0 | Pcs | MFH | Lamp FD | SPR/08/25/035 | 2025-08-29
ROS | ENG | P-19678-00 | General - Kompresor Udara Gun 1/4inch; Lokal; -; 1 pc | 1 | 1 | 0 | Set | MFH | Washing | SPR/08/25/035 | 2025-08-29
MOB | ENG | Q-10401-00 | Kuas Cat Uk. 3 inch;Eterna;Tipe 611;pack size per pcs | 1 | 1 | 0 | Pcs | MFH | Machine | SPR/08/25/036 | 2025-08-29
ASL | ENG | T-21029-00 | gas clean filter moistur | 1 | 1 | 0 | Pcs | MFH | 9c | SPR/08/25/037 | 2025-08-29
ASL | ENG | T-21030-00 | gas clean filter ox y gen | 1 | 1 | 0 | Pcs | MFH | 9c | SPR/08/25/037 | 2025-08-29
ASL | ENG | T-21028-00 | gas clean fillter hydrocarbon | 2 | 2 | 0 | Pcs | MFH | 9c | SPR/08/25/037 | 2025-08-29
ASL | ENG | T-21034-00 | Prosteel Deactivated | 2 | 2 | 0 | Pcs | MFH | 9c | SPR/08/25/038 | 2025-08-29
SFH | ENG | Q-60403-00 | Serat Fiber / Fiber Glass Matt; Aquaproof; ; 1 kg/pack | 3 | 3 | 0 | Box | MFH | Floor 4 | SPR/08/25/039 | 2025-08-29
SFH | ENG | Q-10154-00 | Kuas Cat Roller uk. 230 mm;No Brand;;pack size per set | 3 | 3 | 0 | Pcs | MFH | Floor 4 | SPR/08/25/039 | 2025-08-29
SFH | ENG | Q-10650-00 | Aquaproof Abu-Abu @4 Kg; ; ; | 2 | 2 | 0 | Pcs | MFH | Floor 2 | SPR/08/25/039 | 2025-08-29
NDS | ENG | Q-10249-00 | Lem Power Glue; ; ; | 1 | 1 | 0 | Pcs | MFH | Serialisasi | SPR/08/25/040 | 2025-08-29
NDS | ENG | P-11175-00 | Pneumatic Fitting - QS 10-8 / PN : 153039 / Festo | 2 | 2 | 0 | Pcs | MFH | Washing OSD | SPR/08/25/040 | 2025-08-29
NDS | ENG | P-14245-00 | General - Shut off valve HE-2-QS-8; FESTO; P/N : 153468; 1 Pc | 1 | 1 | 0 | Pcs | MFH | Washing OSD | SPR/08/25/040 | 2025-08-29
ROS | ENG | P-15429-00 | Fedegari FVA2/A1 S/N : NB2964AT - Cover Seal FVM-A/2 FOB2 (Code: PP600265); ; ; | 1 | 1 | 0 | Pcs | MFH | autoclave | SPR/08/25/041 | 2025-08-29
ROS | ENG | P-14245-00 | General - Shut off valve HE-2-QS-8; FESTO; P/N : 153468; 1 Pc | 3 | 3 | 0 | Pcs | MFH | autoclave | SPR/08/25/041 | 2025-08-29
ROS | ENG | P-11228-00 | Pneumatic Fitting - QST 8 / PN : 153130 / Festo | 3 | 3 | 0 | Pcs | MFH | autoclave | SPR/08/25/041 | 2025-08-29
RIA | ENG | O-54014-00 | STEKER 1 PHASE, BROCO | 1 | 1 | 0 | Pcs | MFH | Machine | SPR/08/25/042 | 2025-08-29
RIA | ENG | P-14877-00 | Kabel NYYHY 3x2,5mm; ; ; | 20 | 20 | 0 | Mtr | MFH | Machine | SPR/08/25/042 | 2025-08-29
INN | ENG | T-20123-00 | Acquity PDA/TUV 2489/2998 Perf Main Kit (lampu HPLC); Waters; P/N 201000281; 1 pc | 1 | 1 | 0 | Pcs | MFH | HPLC | SPR/08/25/043 | 2025-08-29
INN | ENG | O-18055-00 | Robot Casepacker - Suction cup; VB17. single below; diameter Cup 17 mm.; vmeca; ; | 4 | 4 | 0 | Pcs | MFH | Csrtoning | SPR/08/25/043 | 2025-08-29
INN | ENG | O-16033-00 | Isolator Gloves E10330 Y 7 E4 4; 000156; Material : CSM; Shape : E10; Size : 7; Thickness (mm) : 4/1; ; ; | 2 | 1 | 0 | Pcs | MFH | Crabs | SPR/08/25/044 | 2025-08-29
MRN | ENG | - | Fuse koca 10 A | 1 | 1 | 0 | Pcs | MFH | - | SPR/08/25/045 | 2025-08-29
MRN | ENG | O-54015-00 | STOP KONTAK LUBANG 4, BROCO | 1 | 1 | 0 | Pcs | MFH | - | SPR/08/25/045 | 2025-08-29
RIA | ENG | P-17390-00 | PALL - AB1PFR7PVH4, 0.2 um; ; ; | 1 | 1 | 0 | Pcs | MFH | Machine | SPR/08/25/046 | 2025-08-29
RIA | ENG | O-12868-00 | Emflon PFR Membrane Filter Cartridges 0.2 um PALL P/N : AB05 PFR2 PVH4 pc | 1 | 1 | 0 | Pcs | MFH | Machine | SPR/08/25/046 | 2025-08-29
AAA | ENG | O-16032-00 | Sleeves M200/90 Y 550 E4 Bt5/5 BJ;001643;Material : CSM; Shape : 200/90; Thickness (mm) : 4/10; Leng; ; ; | 1 | 1 | 0 | Pcs | MFH | Crabs | SPR/08/25/047 | 2025-08-29
RIA | ENG | S-46129-00 | Plastik Wrap Roll, Size 50 x 200 cm x 17 micron; no brand; ; pack size per roll | 3 | 3 | 0 | Pcs | MFH | Building | SPR/08/25/048 | 2025-08-29
SFH | ENG | Q-60402-00 | Aquaproof Abu Abu; Aquaproof; Type 061 Abu Abu; 20 liter/pail | 8 | 8 | 0 | Pcs | MFH | Floor 4 | SPR/08/25/049 | 2025-08-29
SFH | ENG | Q-10154-00 | Roller cat 230mm | 3 | 3 | 0 | Pcs | MFH | Floor 4 | SPR/08/25/049 | 2025-08-29
SFH | ENG | T-80109-00 | Cellotape Kertas 1 inch warna Putih | 8 | 8 | 0 | Pcs | MFH | Floor 2,4 | SPR/08/25/049 | 2025-08-29
SFH | ENG | P-53174-00 | Ballast Electronic EB-C 114 TL5, 1x14W; Phillips; ; | 5 | 5 | 0 | Pcs | MFH | Floor 1 | SPR/08/25/050 | 2025-08-29
MRN | ENG | Q-10572-00 | Lampu LED Tube TL T8 16W 1200 mm;Philips;;pack size per pcs | 1 | 1 | 0 | Pcs | MFH | - | SPR/08/25/051 | 2025-08-29
MRN | ENG | P-51559-00 | Lampu T5 14watt Putih; Phillips; ; | 15 | 15 | 0 | Pcs | MFH | - | SPR/08/25/051 | 2025-08-29
MRN | ENG | P-53102-00 | Lampu PLC 13watt/E27 Putih; Phillips; ; | 15 | 15 | 0 | Pcs | MFH |  | SPR/08/25/051 | 2025-08-29
MRN | ENG | O-15489-00 | SPA 1120 Brand : Optibelt / Bando Merah; Optibelt; ; | 1 | 1 | 0 | Pcs | MFH | E xc1-3 | SPR/08/25/052 | 2025-08-29
MRN | ENG | P-11169-00 | General - Push-in Fitting, QS-1/4-6; Festo; 153003; 1 pcs | 1 | 1 | 0 | Pcs | MFH | - | SPR/08/25/053 | 2025-08-29
MRN | ENG | P-11228-00 | General - Push-in T-connector, QST-8; Festo; 153130; 1 pcs | 1 | 1 | 0 | Pcs | MFH | - | SPR/08/25/053 | 2025-08-29
BDU | ENG | Q-50013-00 | Frame or Perimeter Seal RP48 White; Raven; R48W6; 6 meter/pck | 1 | 1 | 0 | Pcs | MFH | EM Door Con D | SPR/08/25/054 | 2025-08-29
ROS | ENG | Q-10401-00 | Kuas Cat Uk. 3 inch;Eterna;Tipe 611;pack size per pcs | 1 | 1 | 0 | Pcs | MFH | Capping | SPR/08/25/055 | 2025-08-29
BDU | ENG | Q-10401-00 | Kuas Cat Uk. 3 inch;Eterna;Tipe 611;pack size per pcs | 1 | 1 | 0 | Pcs | MFH | AHU OSD E1-1 | SPR/08/25/056 | 2025-08-29
BDU | ENG | S-40645-00 | Cable Ties, 200 x 4.8 mm; SIGMA; CS 200L; Putih;100 pcs/pack | 1 | 1 | 0 | Pcs | MFH | AHU OSD E1-1 | SPR/08/25/056 | 2025-08-29
BDU | ENG | P-52278-00 | Capacitor 50F 250VAC 25A 5% Screw (KMT) P/N : 6R 01502010; ; ; | 1 | 1 | 0 | Pcs | MFH | UPS 40 Watt | SPR/08/25/056 | 2025-08-29
BDU | ENG | Q-10586-00 | Lampu LED Tube T5 9W 600 mm;No Brand;;pack size per pcs | 1 | 1 | 0 | Pcs | MFH | AHU C1-2 | SPR/08/25/057 | 2025-08-29
BDU | ENG | P-52119-00 | Battery UPS / 40 AH / 12 V; Panasonic/Vision; ; | 32 | 32 | 0 | Pcs | MFH | UPS 20 KVA | SPR/08/25/057 | 2025-08-29
BDU | ENG | P-50140-00 | Battery UPS - Battery kering 12V 9 AH | 15 | 15 | 0 | Pcs | MFH | UPS 20 KVA | SPR/08/25/057 | 2025-08-29
MOB | ENG | P-15938-00 | Water Hardness Test Kit; ; ; | 1 | 1 | 0 | Pcs | MFH | Pw 6 | SPR/08/25/058 | 2025-08-29
SFH | ENG | P-12830-00 | Sodium metabisulfit | 1 | 1 | 0 | sak | MFH | Floor 1 | SPR/08/25/059 | 2025-08-29
SFH | ENG | Q-60502-00 | Silicone Sealant, Silglaze, Type N10 White, pack size per pcs | 1 | 1 | 0 | Pcs | MFH | Floor 2 | SPR/08/25/059 | 2025-08-29
SFH | ENG | P-17645-00 | Sodium Hiphoclorite; ; ; ltr | 5 | 5 | 0 | jerycan | MFH | Floor 1 | SPR/08/25/059 | 2025-08-29
SFH | ENG | P-51559-00 | Lampu T5 14watt Putih; Phillips; ; | 2 | 2 | 0 | Pcs | MFH | Floor 1 | SPR/08/25/060 | 2025-08-29
SFH | ENG | P-51560-00 | Lampu T5 28watt Putih; Phillips; ; | 1 | 1 | 0 | Pcs | MFH | Floor 1 | SPR/08/25/060 | 2025-08-29
PNP | ENG | T-20123-00 | Acquity PDA/TUV 2489/2998 Perf Main Kit (lampu HPLC); Waters; P/N 201000281; 1 pc | 1 | 1 | 0 | Pcs | MFH | HPLC | SPR/08/25/061 | 2025-08-29
ROS | ENG | P-51559-00 | Lampu T5 14watt Putih; Phillips; ; | 2 | 2 | 0 | Pcs | MFH | Weighing booth | SPR/08/25/062 | 2025-08-29
ROS | ENG | P-51560-00 | Lampu T5 28watt Putih; Phillips; ; | 1 | 1 | 0 | Pcs | MFH | Weighing booth | SPR/08/25/062 | 2025-08-29
ROS | ENG | - | Filter udara parcount | 2 | 2 | 0 | Pcs | MFH | Parcount | SPR/08/25/062 | 2025-08-29
ANO | ENG | O-54015-00 | STOP KONTAK LUBANG 4, BROCO | 2 | 2 | 0 | Pcs | MFH | Pindah instrumen lab | SPR/08/25/063 | 2025-08-29
ANO | ENG | O-54014-00 | STEKER 1 PHASE, BROCO | 2 | 2 | 0 | Pcs | MFH | Pindahan instrumen di lab | SPR/08/25/063 | 2025-08-29
ROS | ENG | O-19372-00 | Washing RAR4 - Needle PW, OD.15mmx123mm, Material SS 319; ; ; | 1 | 1 | 0 | Pcs | MFH | Washing | SPR/08/25/064 | 2025-08-29
ROS | ENG | O-16647-00 | Washing RAR4 - Oring Silicone Merah 23x18x2.5 mm; ; ; | 10 | 10 | 0 | Pcs | MFH | Capping | SPR/08/25/064 | 2025-08-29
ANO | ENG | P-19255-00 | Plastic Tubing PUN-H-14x2-BL; Festo; 570386; | 3 | 3 | 0 | Pcs | MFH | Resulution tester | SPR/08/25/065 | 2025-08-29
ANO | ENG | P-12083-00 | General - Clamp Selang, SS, 1/2"; Tridon; -; 1 pcs | 2 | 2 | 0 | Pcs | MFH | Resulution tester | SPR/08/25/065 | 2025-08-29
AAA | ENG | P-19678-00 | General - Kompresor Udata Gun 1/4inch; Lokal; -; 1 pc | 1 | 1 | 0 | Pcs | MFH | Washing | SPR/08/25/066 | 2025-08-29
PPA | ENG | T-20320-00 | Inlet liner, Ultra Inert, split, low pressure drop, glass wool; Agilent; Part No. 5190-2295; 1/pk | 2 | 2 | 0 | Pcs | MFH | GC | SPR/08/25/067 | 2025-08-29
PPA | ENG | T-20287-00 | Septum Bleed/Temp Opt. Non-Stick 11 mm Septa ; Agilent; Part No. 5183-4757; 50/pk | 1 | 1 | 0 | Pcs | MFH | GC | SPR/08/25/067 | 2025-08-29
MOB | ENG | P-14424-00 | Garam Kutreat RGN-9800F; ; ; 25Kg/zak | 250 | 250 | 0 | Pcs | MFH | PWG | SPR/09/25/001 | 2025-09-30
BDU | ENG | Q-10656-00 | Kuas Cat Uk. 5 inch;No Brand;;pack size per pcs | 1 | 1 | 0 | Pcs | MFH | BSC | SPR/09/25/002 | 2025-09-30
MRN | ENG | O-15489-00 | SPA 1120 Brand : Optibelt / Bando Merah; Optibelt; ; | 1 | 1 | 0 | Pcs | MFH | - | SPR/09/25/003 | 2025-09-30
SFH | ENG | Q-12060-00 | Polyurethane (PU) Foam Sealent Spray; No Brand; LX-100; pack size 750 ml per botol | 1 | 1 | 0 | Pcs | MFH | Building | SPR/09/25/004 | 2025-09-30
SFH | ENG | Q-60502-00 | Silicone Sealant, Silglaze, Type N10 White, pack size per pcs | 6 | 6 | 0 | Pcs | MFH | Building | SPR/09/25/004 | 2025-09-30
BDU | ENG | P-15938-00 | Water Hardness Test Kit; ; ; | 1 | 1 | 0 | Pcs | MFH | PWG | SPR/09/25/005 | 2025-09-30
BDU | ENG | Q-12060-00 | Polyurethane (PU) Foam Sealent Spray; No Brand; LX-100; pack size 750 ml per botol | 1 | 1 | 0 | Pcs | MFH | Building | SPR/09/25/005 | 2025-09-30
MRN | ENG | P-51559-00 | Lampu T5 14watt Putih; Phillips; ; | 6 | 6 | 0 | Pcs | MFH | Building | SPR/09/25/006 | 2025-09-30
PHL | ENG | P-17645-00 | Sodium Hiphoclorite; ; ; ltr | 55 | 55 | 0 | Liter | MFH | Lab | SPR/09/25/007 | 2025-09-30
RPA | PRO | O-15931-00 | Double Tape 3M 1" Merah - P/N : - pc | 9 | 9 | 0 | pcs | MFH | Packhall | SPR/09/25/010 | 2025-09-30
SFH | ENG | P-53102-00 | Lampu PLC 13watt/E27 Putih; Phillips; ; | 5 | 5 | 0 | Pcs | MFH | Building | SPR/09/25/011 | 2025-09-30
SFH | ENG | P-51559-00 | Lampu T5 14watt Putih; Phillips; ; | 9 | 9 | 0 | Pcs | MFH | Building | SPR/09/25/011 | 2025-09-30
SFH | ENG | Q-10249-00 | Lem Power Glue | 38 | 38 | 0 | Pcs | MFH | Building | SPR/09/25/011 | 2025-09-30
RIA | ENG | P-12266-00 | FESTO - Push In Fitting QS-1/2-10 part number 190646 | 1 | 1 | 0 | Pcs | MFH | Building | SPR/09/25/012 | 2025-09-30
RIA | ENG | P-15351-00 | FESTO - Plastic tubing PUN-10x1,5-BL (Blue) p/n 159668; ; ; | 10 | 10 | 0 | Pcs | MFH | Building | SPR/09/25/012 | 2025-09-30
RIA | ENG | P-11175-00 | Pneumatic Fitting - QS 10-8 / PN : 153039 / Festo | 1 | 1 | 0 | Pcs | MFH | Building | SPR/09/25/012 | 2025-09-30
BDU | ENG | P-15862-00 | PAPER RECORD YOKOGAWA; FOLDING CHART B9565AW | 2 | 2 | 0 | Pcs | MFH | WFI SKID | SPR/09/25/013 | 2025-09-30
MOB | ENG | P-15862-00 | PAPER RECORD YOKOGAWA; FOLDING CHART B9565AW | 2 | 2 | 0 | Pcs | MFH | WFI SKID | SPR/09/25/014 | 2025-09-30
MOB | ENG | T-12200-00 | WD BLUE SSD 500GB 3D NAND SATA SSD; ; ; | 1 | 1 | 0 | Pcs | MFH | ASRS | SPR/09/25/014 | 2025-09-30
RIA | ENG | O-51698-00 | OMRON - Relay MY4Z 24VDC; ; ; | 4 | 4 | 0 | Pcs | MFH | BOD | SPR/09/25/015 | 2025-09-30
RIA | ENG | P-54334-00 | General - Socket Relay PYFZ-14-E; Omron; -; 1 pc | 3 | 3 | 0 | Pcs | MFH | BOD | SPR/09/25/015 | 2025-09-30
RIA | ENG | P-19160-00 | General - Cable Duct PVC 65 x 65 x 1700mm; Lokal; -; 1 pcs | 1 | 1 | 0 | Pcs | MFH | BOD | SPR/09/25/015 | 2025-09-30
SFH | ENG | Q-60401-00 | Handle Pintu Bulat, Elbow Press Lock; Meroni; N13NE TB127; | 1 | 1 | 0 | Pcs | MFH | Building | SPR/09/25/016 | 2025-09-30
SFH | ENG | Q-60502-00 | Silicone Sealant, Silglaze, Type N10 White, pack size per pcs | 7 | 7 | 0 | Pcs | MFH | Building | SPR/09/25/016 | 2025-09-30
SFH | ENG | Q-10128-00 | Thinner Super End/Impala | 26 | 26 | 0 | Pcs | MFH | Building | SPR/09/25/016 | 2025-09-30
AAA | ENG | O-51675-00 | General - Pilz PNOZ X2.1 24 VAC/DC 2 n/o; Pilz; ID774306; 1 pc | 1 | 1 | 0 | Pcs | MFH | FD | SPR/09/25/017 | 2025-09-30
RIA | ENG | P-53133-00 | Kabel Belden AWG 22; ; ; | 2 | 2 | 0 | Pcs | MFH | BOD | SPR/09/25/018 | 2025-09-30
RIA | ENG | - | Pipa Ornamen 1 Inch | 1 | 1 | 0 | Pcs | MFH | Building | SPR/09/25/018 | 2025-09-30
RIA | ENG | P-51559-00 | Lampu T5 14watt Putih; Phillips; ; | 6 | 6 | 0 | Pcs | MFH | Building | SPR/09/25/018 | 2025-09-30
SFH | ENG | Q-12060-00 | Polyurethane (PU) Foam Sealent Spray; No Brand; LX-100; pack size 750 ml per botol | 2 | 2 | 0 | Pcs | MFH | Building | SPR/09/25/019 | 2025-09-30
RIA | ENG | P-15438-00 | CABLE SPIRAL WRAPPING, TYPE KS12, BRAND KSS; ; ; | 1 | 1 | 0 | Pck | MFH | - | SPR/09/25/020 | 2025-09-30
SFH | ENG | P-51559-00 | Lampu T5 14watt Putih; Phillips; ; | 9 | 9 | 0 | Pcs | MFH | Building | SPR/09/25/021 | 2025-09-30
SFH | ENG | P-51560-00 | Lampu T5 28watt Putih; Phillips; ; | 32 | 32 | 0 | Pcs | MFH | Building | SPR/09/25/021 | 2025-09-30
MRN | ENG | P-51560-00 | Lampu T5 28watt Putih; Phillips; ; | 37 | 37 | 0 | Pcs | MFH | Building | SPR/09/25/022 | 2025-09-30
MRN | ENG | P-53102-00 | Lampu PLC 13watt/E27 Putih; Phillips; ; | 2 | 2 | 0 | Pcs | MFH | Building | SPR/09/25/022 | 2025-09-30
MRN | ENG | T-80047-00 | Battery ALKALINE AAA | 3 | 3 | 0 | Pcs | MFH | - | SPR/09/25/022 | 2025-09-30
MRN | ENG | Q-60501-00 | Silicone Sealant;Silglaze;Type N10 Clear;pack size per pcs | 7 | 7 | 0 | Pcs | MFH | Building | SPR/09/25/023 | 2025-09-30
MRN | ENG | Q-60502-00 | Silicone Sealant, Silglaze, Type N10 White, pack size per pcs | 5 | 5 | 0 | Pcs | MFH | Building | SPR/09/25/023 | 2025-09-30
MRN | ENG | P-19693-00 | General - Lem Adhesive; Superlon; -; 1kg/can | 1 | 1 | 0 | Pcs | MFH | Building | SPR/09/25/023 | 2025-09-30
BDU | ENG | P-12830-00 | Sodium metabisulfit | 1 | 1 | 0 | sak | MFH | PWG | SPR/09/25/024 | 2025-09-30
MBN | ENG | P-17645-00 | Sodium Hiphoclorite; ; ; ltr | 90 | 90 | 0 | Liter | MFH | PRO | SPR/09/25/025 | 2025-09-30
MOB | ENG | O-54013-00 | SOCKET RJ 45 CAT 5 | 4 | 4 | 0 | Pcs | MFH | - | SPR/09/25/026 | 2025-09-30
MOB | ENG | P-50717-00 | Kabel UTP 4 pairs Cat 6 merk BELDEN | 10 | 10 | 0 | Mtr | MFH | - | SPR/09/25/026 | 2025-09-30
ANO | ENG | O-20857-00 | Washing RAR4 - Needle CA, OD 15 x 168 mm, Mat. SS316; Custom/Lokal; -; 1 Pc | 1 | 1 | 0 | Pcs | MFH | Washing | SPR/09/25/027 | 2025-09-30
ANO | ENG | P-50286-00 | Kabel NYYHY 3 x 1,5 mm | 2 | 2 | 0 | Pcs | MFH | BSC | SPR/09/25/028 | 2025-09-30
ANO | ENG | P-54190-00 | Stop Kontak IP55 16A; Legrand; ; | 1 | 1 | 0 | Pcs | MFH | BSC | SPR/09/25/028 | 2025-09-30
ANO | ENG | S-20268-00 | Face Shield Head Gear With Clear Visor; KW1000315; ; ; | 1 | 1 | 0 | Pcs | MFH | BSC | SPR/09/25/028 | 2025-09-30
NDS | ENG | P-15437-00 | CABLE SPIRAL WRAPPING, TYPE KS24, BRAND KSS; ; ; | 1 | 1 | 0 | Pcs | MFH | Capping | SPR/09/25/029 | 2025-09-30
NDS | ENG | P-12077-00 | Clamp selang ss dia 1 1/4 inch ex TRIDON | 14 | 14 | 0 | pcs | MFH | Blister | SPR/09/25/029 | 2025-09-30
ROS | ENG | O-16033-00 | Isolator Gloves E10330 Y 7 E4 4; 000156; Material : CSM; Shape : E10; Size : 7; Thickness (mm) : 4/1; ; ; | 1 | 1 | 0 | pcs | MFH | cRABS | SPR/09/25/030 | 2025-09-30
ROS | ENG | P-10945-00 | General - Seal Tape 1 Inch 10 M; Onda; ST 02; 1 pcs | 4 | 4 | 0 | pcs | MFH | GMP | SPR/09/25/030 | 2025-09-30
INN | ENG | O-50831-00 | Autoclave Fedegari FOF / 6 AC - P/N. CD240005 Pressure Switch PS3-AJR 0.8-1.1; ; ; | 1 | 1 | 0 | pcs | MFH | Autoclave | SPR/09/25/031 | 2025-09-30
INN | ENG | O-16033-00 | Isolator Gloves E10330 Y 7 E4 4; 000156; Material : CSM; Shape : E10; Size : 7; Thickness (mm) : 4/1; ; ; | 1 | 1 | 0 | pcs | MFH | cRABS | SPR/09/25/031 | 2025-09-30
INN | ENG | O-16032-00 | Sleeves M200/90 Y 550 E4 Bt5/5 BJ;001643;Material : CSM; Shape : 200/90; Thickness (mm) : 4/10; Leng; ; ; | 1 | 1 | 0 | Pcs | MFH | cRABS | SPR/09/25/031 | 2025-09-30
INN | ENG | O-16033-00 | Isolator Gloves E10330 Y 7 E4 4; 000156; Material : CSM; Shape : E10; Size : 7; Thickness (mm) : 4/1; ; ; | 1 | 1 | 0 | pcs | MFH | cRABS | SPR/09/25/032 | 2025-09-30
INN | ENG | O-16033-00 | Isolator Gloves E10330 Y 7 E4 4; 000156; Material : CSM; Shape : E10; Size : 7; Thickness (mm) : 4/1; ; ; | 1 | 1 | 0 | pcs | MFH | cRABS | SPR/09/25/033 | 2025-09-30
ANO | ENG | O-20841-00 | Bio Safety Cabinet - Cover Cable Instrument 1 Ukuran 0.8x1200x2400mm, Mat Plat SS304 0.33 lbr; Custom/Lokal; -; 1 Unit | 1 | 1 | 0 | pcs | MFH | BSC | SPR/09/25/034 | 2025-09-30
ANO | ENG | O-20842-00 | Bio Safety Cabinet - Cover Cable Instrument 2 Ukuran 0.8x1200x2400mm, Mat Plat SS304 0.42 lbr; Custom/Lokal; -; 1 Unit | 1 | 1 | 0 | pcs | MFH | BSC | SPR/09/25/034 | 2025-09-30
ANO | ENG | O-20843-00 | Bio Safety Cabinet - Cover Cable Instrument 3 Ukuran 0.8x1200x2400mm, Mat Plat SS304 0.67 lbr; Custom/Lokal; -; 1 Unit | 1 | 1 | 0 | pcs | MFH | BSC | SPR/09/25/034 | 2025-09-30
ANO | ENG | Q-60503-00 | Silicone Sealant, Silglaze, Type N10 Grey, pack size per pcs | 8 | 8 | 0 | pcs | MFH | BSC | SPR/09/25/034 | 2025-09-30
ANO | ENG | P-15851-00 | AMPLAS EAGLE 100 | 29 | 29 | 0 | pcs | MFH | BSC | SPR/09/25/034 | 2025-09-30
ANO | ENG | T-80109-00 | Cellotape Kertas 1 inch warna Putih | 3 | 3 | 0 | pcs | MFH | BSC | SPR/09/25/034 | 2025-09-30
ROS | ENG | P-19410-00 | General - Bearing NATA5902; IKO; -; 1 pc | 2 | 2 | 0 | Pcs | MFH | Capping | SPR/09/25/035 | 2025-09-30
ROS | ENG | Q-60502-00 | Silicone Sealant, Silglaze, Type N10 White, pack size per pcs | 5 | 5 | 0 | Pcs | MFH | OSD | SPR/09/25/035 | 2025-09-30
ROS | ENG | O-16647-00 | Washing RAR4 - Oring Silicone Merah 23x18x2.5 mm | 24 | 24 | 0 | Pcs | MFH | Capping | SPR/09/25/036 | 2025-09-30
ANO | ENG | O-15931-00 | Double Tape 3M 1" Merah - P/N : - pc | 8 | 8 | 0 | pcs | MFH | BSC | SPR/09/25/037 | 2025-09-30
ANO | ENG | T-80109-00 | Cellotape Kertas 1 inch warna Putih | 1 | 1 | 0 | Pcs | MFH | BSC | SPR/09/25/037 | 2025-09-30
ANO | ENG | Q-60501-00 | Silicone Sealant;Silglaze;Type N10 Clear;pack size per pcs | 6 | 6 | 0 | Pcs | MFH | BSC | SPR/09/25/037 | 2025-09-30
ROS | ENG | Q-60503-00 | Silicone Sealant, Silglaze, Type N10 Grey, pack size per pcs | 8 | 8 | 0 | pcs | MFH | cRABS | SPR/09/25/038 | 2025-09-30
ROS | ENG | T-80109-00 | Cellotape Kertas 1 inch warna Putih | 1 | 1 | 0 | Pcs | MFH | cRABS | SPR/09/25/038 | 2025-09-30
INN | ENG | O-16647-00 | Washing RAR4 - Oring Silicone Merah 23x18x2.5 mm | 24 | 24 | 0 | Pcs | MFH | Capping | SPR/09/25/039 | 2025-09-30
INN | ENG | P-10945-00 | General - Seal Tape 1 Inch 10 M; Onda; ST 02; 1 pcs | 4 | 4 | 0 | pcs | MFH | - | SPR/09/25/039 | 2025-09-30
ROS | ENG | P-15852-00 | AMPLAS EAGLE 500 | 56 | 56 | 0 | Pcs | MFH | Washing | SPR/09/25/040 | 2025-09-30
ROS | ENG | P-51559-00 | Lampu T5 14watt Putih; Phillips; ; | 5 | 5 | 0 | Pcs | MFH | Capping | SPR/09/25/041 | 2025-09-30
ROS | ENG | O-54139-00 | Lampu PLC 4U 45W; Hannochs; ; | 2 | 2 | 0 | Pcs | MFH | Visual Inspeksi | SPR/09/25/041 | 2025-09-30
ROS | ENG | O-16647-00 | Washing RAR4 - Oring Silicone Merah 23x18x2.5 mm | 24 | 24 | 0 | Pcs | MFH | Capping | SPR/09/25/042 | 2025-09-30
ROS | ENG | P-50140-00 | Battery UPS - Battery kering 12V 9 AH | 2 | 2 | 0 | Pcs | MFH | UPS | SPR/09/25/042 | 2025-09-30
AAA | ENG | P-14457-00 | Filter IAF MBV Series (Medium Filter), efficiency : 90-95 %, Size: 24 x 24 x 12 inch; IAF; ; | 1 | 1 | 0 | Pcs | MFH | cRABS | SPR/09/25/043 | 2025-09-30
ROS | ENG | O-16647-00 | Washing RAR4 - Oring Silicone Merah 23x18x2.5 mm | 24 | 24 | 0 | Pcs | MFH | Capping | SPR/09/25/044 | 2025-09-30
ROS | ENG | P-10945-00 | General - Seal Tape 1 Inch 10 M; Onda; ST 02; 1 pcs | 4 | 4 | 0 | pcs | MFH | HPLC | SPR/09/25/044 | 2025-09-30
SFH | ENG | P-17645-00 | Sodium Hiphoclorite; ; ; ltr | 130 | 130 | 0 | Pcs | MFH | WWTP | SPR/09/25/045 | 2025-09-30
SFH | ENG | P-12830-00 | Sodium metabisulfit | 1 | 1 | 0 | pcs | MFH | WWTP | SPR/09/25/045 | 2025-09-30
SFH | ENG | T-80145-00 | Cutter Besar L-500 (18 mm); 5 pc/pck | 1 | 1 | 0 | Pcs | MFH | - | SPR/09/25/045 | 2025-09-30
SFH | ENG | P-51216-00 | Pipa conduit 20mm | 1 | 1 | 0 | Pcs | MFH | Building | SPR/09/25/046 | 2025-09-30
SFH | ENG | T-80109-00 | Cellotape Kertas 1 inch warna Putih | 1 | 1 | 0 | Pcs | MFH | Building | SPR/09/25/046 | 2025-09-30
MRN | ENG | P-18504-00 | Chemours - Freon 404A;; ; ; | 1 | 1 | 0 | Pcs | MFH | Building | SPR/09/25/047 | 2025-09-30
MRN | ENG | Q-60502-00 | Silicone Sealant, Silglaze, Type N10 White, pack size per pcs | 9 | 9 | 0 | Pcs | MFH | Building | SPR/09/25/047 | 2025-09-30
MRN | ENG | Q-60501-00 | Silicone Sealant;Silglaze;Type N10 Clear;pack size per pcs | 9 | 9 | 0 | Pcs | MFH | Building | SPR/09/25/047 | 2025-09-30
MRN | ENG | O-20857-00 | Washing RAR4 - Needle CA, OD 15 x 168 mm, Mat. SS316; Custom/Lokal; -; 1 Pc | 1 | 1 | 0 | Pcs | MFH | EDM | SPR/09/25/048 | 2025-09-30
MOB | ENG | P-50717-00 | Kabel UTP 4 pairs Cat 6 merk BELDEN | 20 | 20 | 0 | Pcs | MFH | Building | SPR/09/25/049 | 2025-09-30
KFF | ENG | P-13389-00 | Scotch Brite 3M; ; ; | 14 | 14 | 0 | Pcs | MFH | Tunnel | SPR/09/25/050 | 2025-09-30
KFF | ENG | P-10729-00 | Contact cleaner WD 40, 382 gr ; Brand : - ; P/N : - ; Pack Size : pcs | 1 | 1 | 0 | Pcs | MFH | Tunnel | SPR/09/25/050 | 2025-09-30
NDS | ENG | O-18055-00 | Robot Casepacker - Suction cup; VB17. single below; diameter Cup 17 mm.; vmeca; ; | 7 | 7 | 0 | Pcs | MFH | Cartonning | SPR/09/25/051 | 2025-09-30
NDS | ENG | P-10945-00 | General - Seal Tape 1 Inch 10 M; Onda; ST 02; 1 pcs | 5 | 5 | 0 | pcs | MFH | - | SPR/09/25/051 | 2025-09-30
ROS | ENG | P-11185-00 | Pneumatic Fitting - QS 8-6 / Festo | 17 | 17 | 0 | Pcs | MFH | Pompa mixing | SPR/09/25/052 | 2025-09-30
AAA | ENG | T-80681-00 | Baterai CR2032 Energizer 3v | 2 | 2 | 0 | Pcs | MFH | WI Incubator | SPR/09/25/053 | 2025-09-30
AAA | ENG | O-16647-00 | O-ring Capping | 23 | 23 | 0 | Pcs | MFH | Capping | SPR/09/25/053 | 2025-09-30
AAA | ENG | O-53398-00 | Kabel DO sensor VP 8-ST/20M;METTLER TOLEDO 52300358 | 1 | 1 | 0 | Unit | MFH | Mixing | SPR/09/25/053 | 2025-09-30
NDS | ENG | O-16033-00 | Isolator Gloves E10330 Y 7 E4 4; 000156; Material : CSM; Shape : E10; Size : 7; Thickness (mm) : 4/1; ; ; | 1 | 1 | 0 | Pcs | MFH | Isolator Skan | SPR/09/25/054 | 2025-09-30
NDS | ENG | O-18055-00 | Suction Cup | 7 | 7 | 0 | Pcs | MFH | Cartoning | SPR/09/25/054 | 2025-09-30
NDS | ENG | T-20123-00 | Acquity PDA/TUV 2489/2998 Perf Main Kit (lampu HPLC); Waters; P/N 201000281; 1 pc | 1 | 1 | 0 | Pcs | MFH | HPLC 3 | SPR/09/25/054 | 2025-09-30
BDU | ENG | T-80046-00 | Baterai AA Alkaline | 4 | 4 | 0 | Pcs | MFH | Machine BMS EMS | SPR/09/25/055 | 2025-09-30
BDU | ENG | T-80681-00 | Baterai CR2032 Energizer 3v | 4 | 4 | 0 | Pcs | MFH | Machine BMS EMS | SPR/09/25/055 | 2025-09-30
SFH | ENG | Q-60434-00 | Semen putih / Acian Putih; Tiga Roda; TR-30; 40 kg/zak | 1 | 1 | 0 | Sak | MFH | Building, floor 2 | SPR/09/25/056 | 2025-09-30
SFH | ENG | Q-10475-00 | Cat Tembok; ; ; - Cat Dulux Ambiance Brilliant White @ 20 Ltr | 1 | 1 | 0 | Pcs | MFH | Building, floor 2 | SPR/09/25/056 | 2025-09-30
SFH | ENG | Q-10154-00 | Roller cat 230mm | 4 | 4 | 0 | Pcs | MFH | Building, floor 1 | SPR/09/25/056 | 2025-09-30
NDS | ENG | O-11145-00 | Bearing 6201 2Z | 1 | 1 | 0 | Pcs | MFH | CC Stability | SPR/09/25/057 | 2025-09-30
NDS | ENG | O-50863-00 | Relay/MY4N/220-240 VAC Omron; ; ; | 1 | 1 | 0 | Pcs | MFH | BOD 4 | SPR/09/25/057 | 2025-09-30
NDS | ENG | P-54334-00 | General - Socket Relay PYFZ-14-E; Omron; -; 1 pc | 1 | 1 | 0 | Pcs | MFH | BO4 | SPR/09/25/057 | 2025-09-30
MRN | ENG | P-51559-00 | Lampu T5 14watt Putih; Phillips; ; | 5 | 5 | 0 | Pcs | MFH | QC Incubator | SPR/09/25/058 | 2025-09-30
RIA | ENG | P-13370-00 | General - Pulser SCR Heater Controller Wall Mounted 0-10 VD DC; Regin; 240-X010; 1 unit | 5 | 5 | 0 | Pcs | MFH | Machine D31 | SPR/09/25/059 | 2025-09-30
ROS | ENG | O-16771-00 | Oring Silicone Merah 19 x 15.5 x 1.75 mm | 2 | 2 | 0 | Pcs | MFH | Filling | SPR/09/25/060 | 2025-09-30
ROS | ENG | Q-10656-00 | Kuas Cat Uk. 5 inch;No Brand;;pack size per pcs | 1 | 1 | 0 | Pcs | MFH | Filling | SPR/09/25/060 | 2025-09-30
NDS | ENG | O-52825-00 | Freeze Dryer MBE1207 - SV54 14193T 330 S.S+FKM I/O: G1/4 Inch Orifice 4mm Kv=0.28 m3/h NO DC24V p/n:; BURKERT; ; | 1 | 1 | 0 | Pcs | MFH | Freeze Dryer | SPR/09/25/061 | 2025-09-30
NDS | ENG | O-20751-00 | Marchesini MA155 - Roller Gripper Cartoning Uk. 13x6x6mm; Custom/Lokal; -; 1 Pc | 10 | 10 | 0 | Pcs | MFH | Cartoning | SPR/09/25/061 | 2025-09-30
BDU | ENG | P-51027-00 | Isolasi Kabel SCOTCH super 33+ size: 19 mmx20x0.177 mm ( vinyl electric tape ) Black 3M | 5 | 5 | 0 | Pcs | MFH | - | SPR/10/25/001 | 2025-10-25
BDU | ENG | O-15902-00 | Suction Cup capping size 6R; P/N : 011010; ; ; | 40 | 40 | 0 | Pcs | MFH | - | SPR/10/25/001 | 2025-10-25
BDU | ENG | P-17272-00 | O-ring Epdm 9 x 4 x 2,5 mm ; Brand : - ; P/N : - ; Pack Size : pcs | 4 | 4 | 0 | Pcs | MFH | - | SPR/10/25/001 | 2025-10-25
MRN | ENG | P-12433-00 | Isolasi AC- Sansui | 6 | 6 | 0 | Pcs | MFH | - | SPR/10/25/002 | 2025-10-25
MRN | ENG | O-20297-00 | Autoclave Fedegari Fva/A1 - Oring Viton OD. 15 mm, ID. 15 mm, Tebal 2 mm Custom/Lokal - | 17 | 17 | 0 | Pcs | MFH | - | SPR/10/25/002 | 2025-10-25
MRN | ENG | O-17313-00 | Breathing Circuit Filter PALL P/N : BB50T pc | 4 | 4 | 0 | Pcs | MFH | - | SPR/10/25/002 | 2025-10-25
SFH | ENG | P-51559-00 | Lampu T5 14watt Putih; Phillips; ; | 13 | 13 | 0 | Pcs | MFH | Building | SPR/10/25/003 | 2025-10-25
SFH | ENG | P-51560-00 | Lampu T5 28watt Putih; Phillips; ; | 10 | 10 | 0 | Pcs | MFH | Building | SPR/10/25/003 | 2025-10-25
SFH | ENG | Q-10249-00 | Lem Power Glue | 5 | 5 | 0 | Pcs | MFH | Building | SPR/10/25/003 | 2025-10-25
KFF | ENG | O-15931-00 | Double Tape 3M 1" Merah - P/N : - pc | 1 | 1 | 0 | Pc | MFH | Disolution tester | SPR/10/25/004 | 2025-10-25
KFF | ENG | S-40645-00 | Cable Ties, 200 x 4.8 mm; SIGMA; CS 200L; Putih;100 pcs/pack | 1 | 1 | 0 | Pc | MFH | Disolution tester | SPR/10/25/004 | 2025-10-31
KFF | ENG | P-14377-00 | General - Gasket Ferrule EPDM 1inch; Lokal; -; 1 pc | 60 | 60 | 0 | Pcs | MFH | - | SPR/10/25/004 | 2025-10-25
ROS | ENG | Q-50013-00 | Frame or Perimeter Seal RP48 White; Raven; R48W6; 6 meter/pck | 2 | 2 | 0 | Pcs | MFH | Pasbox mixing | SPR/10/25/005 | 2025-10-31
NDS | ENG | T-20123-00 | Acquity PDA/TUV 2489/2998 Perf Main Kit (lampu HPLC); Waters; P/N 201000281; 1 pc | 1 | 1 | 0 | Pcs | MFH | HPLC | SPR/10/25/006 | 2025-10-31
NDS | ENG | O-16647-00 | Washing RAR4 - Oring Silicone Merah 23x18x2.5 mm | 30 | 30 | 0 | Pcs | MFH | Capping | SPR/10/25/006 | 2025-10-25
ROS | ENG | P-17273-00 | O-ring Epdm 9 x 5 x 2 mm ; Brand : - ; P/N : - ; Pack Size : pcs | 8 | 8 | 0 | Pcs | MFH | Glove LeakTester | SPR/10/25/007 | 2025-10-25
SFH | ENG | P-51560-00 | Lampu T5 28watt Putih; Phillips; ; | 7 | 7 | 0 | Pcs | MFH | Building | SPR/10/25/008 | 2025-10-31
SFH | ENG | P-53417-00 | General - Kabel Audio 8471 Shielded; Belden; -; 1 pc | 50 | 50 | 0 | Pcs | MFH | Building | SPR/10/25/008 | 2025-10-31
SFH | ENG | O-19339-00 | Oring 2,5x6x11 mm, Material EPDM; ; ; | 9 | 9 | 0 | Pcs | MFH | - | SPR/10/25/008 | 2025-10-31
INN | ENG | O-54119-00 | Shelf Bellows; Freeze Dryer MBE1207; P/N FB1207-05-70-0 R0.0; pack size per unit | 1 | 1 | 0 | Unit | MFH | FD | SPR/10/25/009 | 2025-10-25
INN | ENG | O-54123-00 | O-RING 132X5.30; Freeze Dryer MBE1207; P/N EB41-00298; pack size per pc | 1 | 1 | 0 | Pc | MFH | FD | SPR/10/25/009 | 2025-10-25
INN | ENG | T-20201-00 | ASSY,SOLVENT FILTER., Waters, Part No. WAT025531 | 2 | 2 | 0 | Pc | MFH | HPLC | SPR/10/25/009 | 2025-10-31
KFF | ENG | - | Kabel | 5 | 4 | 0 | Pc | MFH | - | SPR/10/25/010 | 2025-10-31
KFF | ENG | O-54015-00 | STOP KONTAK LUBANG 4, BROCO | 9 | 9 | 0 | Pc | MFH | - | SPR/10/25/010 | 2025-10-25
KFF | ENG | O-54014-00 | STEKER 1 PHASE, BROCO | 13 | 13 | 0 | Pc | MFH | - | SPR/10/25/010 | 2025-10-25
MOB | ENG | P-53051-00 | General - Baterai NiCad Emergency TL 6V; Hokistar; BT-006; 1 Pc | 8 | 8 | 0 | Pcs | MFH | Building | SPR/10/25/011 | 2025-10-31
MOB | ENG | O-18388-00 | Membrane Valve PTFE/EPDM DN15 type 612 GEMU; ; ; | 1 | 1 | 0 | Pcs | MFH | - | SPR/10/25/011 | 2025-10-31
MOB | ENG | O-12868-00 | Emflon PFR Membrane Filter Cartridges 0.2 um PALL P/N : AB05 PFR2 PVH4 pc | 1 | 1 | 0 | Pcs | MFH | - | SPR/10/25/011 | 2025-10-31
SFH | ENG | P-51559-00 | Lampu T5 14watt Putih; Phillips; ; | 7 | 7 | 0 | Pcs | MFH | Building | SPR/10/25/012 | 2025-10-25
SFH | ENG | - | Slider pintu | 2 | 2 | 0 | Pcs | MFH | Building | SPR/10/25/012 | 2025-10-31
SFH | ENG | P-53102-00 | Lampu PLC 13watt/E27 Putih; Phillips; ; | 4 | 4 | 0 | Pcs | MFH | Building | SPR/10/25/012 | 2025-10-31
BDU | ENG | P-51559-00 | Lampu T5 14watt Putih; Phillips; ; | 8 | 8 | 0 | Pcs | MFH | Building | SPR/10/25/013 | 2025-10-31
BDU | ENG | P-51559-00 | Lampu T5 14watt Putih; Phillips; ; | 12 | 12 | 0 | Pcs | MFH | Building | SPR/10/25/013 | 2025-10-31
BDU | ENG | P-51891-00 | General - Exhaust Fan Panel 240VAC; TW; -; 1 pc | 6 | 6 | 0 | Pcs | MFH | - | SPR/10/25/013 | 2025-10-31
SFH | ENG | P-53169-00 | Ballast Electronic EB-C 228 TL5, 2x28W; Phillips; ; | 15 | 15 | 0 | Pcs | MFH | Building | SPR/10/25/014 | 2025-10-31
SFH | ENG | P-54190-00 | Stop Kontak IP55 16A; Legrand; ; | 1 | 1 | 0 | Pcs | MFH | - | SPR/10/25/014 | 2025-10-31
SFH | ENG | O-14363-00 | Membrane Diaphragm Valve EPDM PTFE DN 25 Gemu DUA BERLIAN PILAR P/N : 600 25M5E-221 pc | 2 | 2 | 0 | Pcs | MFH | - | SPR/10/25/014 | 2025-10-31
ROS | ENG | P-15371-00 | Fedegari - Seal Door; ; ; | 1 | 1 | 0 | Set | MFH | Autoclave service | SPR/10/25/015 | 2025-10-25
NDS | ENG | O-20487-00 | General - Isolator Glove Smaller glove CSM (AS : E10330 Y 7 E4); Austar; ; 1 Pc | 1 | 1 | 0 | Pcs | MFH | Crabs | SPR/10/25/016 | 2025-10-25
NDS | ENG | P-50140-00 | Battery UPS - Battery kering 12V 9 AH | 2 | 2 | 0 | Pcs | MFH | Ups EMS & Newtronic | SPR/10/25/016 | 2025-10-25
INN | ENG | O-16647-00 | Washing RAR4 - Oring Silicone Merah 23x18x2.5 mm | 30 | 30 | 0 | Pcs | MFH | Capping | SPR/10/25/017 | 2025-10-25
BDU | ENG | T-80046-00 | Battery ALKALINE AA | 1 | 1 | 0 | Pcs | MFH | - | SPR/10/25/018 | 2025-10-31
BDU | ENG | O-17073-00 | Capping VCM200 - Plate HARRISA CIPTARINDO ENGINEERING, CV. P/N : 307790 pc | 3 | 3 | 0 | Pcs | MFH | - | SPR/10/25/018 | 2025-10-31
BDU | ENG | P-53202-00 | HVAC - Programmable RH & Temp. transmitter MF-HTT 0-100% RH dan 0-100 deg.C 24VAAC Micatrone; ; ; | 1 | 1 | 0 | Pcs | MFH | - | SPR/10/25/018 | 2025-10-31
MRN | ENG | P-50426-00 | Pilot Lamps / Green / 220 VAC / AD22-22DS / AXLE | 3 | 3 | 0 | Pcs | MFH | Lab | SPR/10/25/019 | 2025-10-25
MRN | ENG | P-50633-00 | General - Timer AC100-240/DC100-125; Omron ; H3CR - A8; 1 pc | 1 | 2 | 0 | Pcs | MFH | Lab | SPR/10/25/019 | 2025-10-25
MRN | ENG | P-11175-00 | Pneumatic Fitting - QS 10-8 / PN : 153039 / Festo | 5 | 5 | 0 | Pcs | MFH | Lab | SPR/10/25/019 | 2025-10-25
SFH | ENG | Q-60501-00 | Silicone Sealant;Silglaze;Type N10 Clear;pack size per pcs | 7 | 7 | 0 | Pcs | MFH | Building | SPR/10/25/020 | 2025-10-25
SFH | ENG | Q-12060-00 | Polyurethane (PU) Foam Sealent Spray; No Brand; LX-100; pack size 750 ml per botol | 11 | 11 | 0 | Pcs | MFH | Building | SPR/10/25/020 | 2025-10-25
SFH | ENG | T-80046-00 | Battery ALKALINE AA | 5 | 5 | 0 | Pcs | MFH | Building | SPR/10/25/020 | 2025-10-31
RIA | ENG | Q-10510-00 | Junction Box Plastik 12x12x10 cm; ; ; | 4 | 4 | 0 | Pcs | MFH | Alarm System | SPR/10/25/021 | 2025-10-31
RIA | ENG | O-52859-00 | Temperature Controller - TK4S- 24RN 100-240 VAC AUTONICS; ; ; | 5 | 5 | 0 | Pcs | MFH | Alarm System | SPR/10/25/021 | 2025-10-25
RIA | ENG | P-54402-00 | General - Thermocouple TW-N (PT100), Dia.: 6.4*30L*2M*PT1/8; Autonics; A04209; 1 pc | 4 | 4 | 0 | Pcs | MFH | Alarm System | SPR/10/25/021 | 2025-10-25
NDS | ENG | P-12265-00 | FESTO - Push In Connector QS-8-6 p/n 153038 | 9 | 9 | 0 | Pcs | MFH | Vaccum | SPR/10/25/022 | 2025-10-25
NDS | ENG | P-11431-00 | General - Plastic Tubing, PUN-H-8X1,25-BL; Festo; 197385; 1 m | 1 | 1 | 0 | Meter | MFH | Vaccum | SPR/10/25/022 | 2025-10-31
MOB | ENG | P-17645-00 | Sodium Hiphoclorite; ; ; ltr | 320 | 320 | 0 | Liter | MFH | WWTP | SPR/25/10/023 | 2025-10-31
MOB | ENG | O-11287-00 | F200 - Pall Filter p/n KA3PFRP1 | 1 | 1 | 0 | Pcs | MFH | - | SPR/25/10/023 | 2025-10-31
MOB | ENG | O-53047-00 | MCB 400V 10kA 3Pole; Siemens; 5SL4304-7CC; | 1 | 1 | 0 | Pcs | MFH | - | SPR/25/10/023 | 2025-10-31
ANO | ENG | O-14640-00 | General - Silicone Gasket for Ferrule dia. 3/4"; -; -; 1 Pc | 25 | 25 | 0 | Pcs | MFH | Autoclave | SPR/25/10/024 | 2025-10-25
ANO | ENG | O-20748-00 | cRABS Z064CR - Cabinet Handle ENUX RAL 9005; Steriline; 1135571; 1 Pc | 2 | 2 | 0 | Pcs | MFH | cRABS | SPR/25/10/024 | 2025-10-25
ANO | ENG | P-18769-00 | Mata Gerinda Potong 4" Merek WD; ; -; 20 pc | 1 | 1 | 0 | Pcs | MFH | Workshop | SPR/25/10/024 | 2025-10-31
ROS | ENG | O-16647-00 | General - Oring Silicone Merah 23x18x2.5 mm; -; -; 1 Pc | 30 | 30 | 0 | Pcs | MFH | Capping | SPR/25/10/025 | 2025-10-25
SFH | ENG | Q-50013-00 | Frame or Perimeter Seal RP48 White; Raven; R48W6; 6 meter/pck | 1 | 1 | 0 | Pcs | MFH | Building | SPR/25/10/026 | 2025-10-31
SFH | ENG | - | Duct Tape | 1 | 1 | 0 | Pcs | MFH | Building | SPR/25/10/026 | 2025-10-31
SFH | ENG | Q-12060-00 | Polyurethane (PU) Foam Sealent Spray; No Brand; LX-100; pack size 750 ml per botol | 11 | 11 | 0 | Pcs | MFH | Building | SPR/25/10/027 | 2025-10-31
SFH | ENG | Q-60501-00 | Silicone Sealant, Silglaze, Type N10 Clear, pack size per pcs | 6 | 6 | 0 | Pcs | MFH | Building | SPR/25/10/027 | 2025-10-31
MRN | ENG | P-19879-00 | General - Clamp Pipa Gantung 2,5inch; No Brand; -; 1 pc | 3 | 3 | 0 | Pcs | MFH | Building | SPR/25/10/028 | 2025-10-31
MRN | ENG | Q-60501-00 | Silicone Sealant, Silglaze, Type N10 Clear, pack size per pcs | 7 | 7 | 0 | Pcs | MFH | Building | SPR/25/10/029 | 2025-10-25
MRN | ENG | Q-12060-00 | Polyurethane (PU) Foam Sealent Spray; No Brand; LX-100; pack size 750 ml per botol | 17 | 17 | 0 | Pcs | MFH | Building | SPR/25/10/029 | 2025-10-25
MRN | ENG | T-80047-00 | Baterai AAA; Alkaline; Isi 6pc/pck | 1 | 1 | 0 | Pcs | MFH | Building | SPR/25/10/029 | 2025-10-31
ROS | ENG | T-80109-00 | Cellotape / Lakban Kertas 1 inch warna Putih ; No Brand ; pack size per pcs | 1 | 1 | 0 | Pcs | MFH | Furnice | SPR/25/10/030 | 2025-10-31
MRN | ENG | P-19693-00 | General - Lem Adhesive; Superlon; -; 1kg/can | 2 | 2 | 0 | Pcs | MFH | Building | SPR/25/10/031 | 2025-10-25
MRN | ENG | P-51560-00 | General - Lampu TL T5 28W White; Philips; -; 1 unt | 6 | 6 | 0 | Pcs | MFH | Building | SPR/25/10/031 | 2025-10-25
MRN | ENG | O-15489-00 | SPA 1120 Brand : Optibelt / Bando Merah; Optibelt; ; | 1 | 1 | 0 | Pcs | MFH | Building | SPR/25/10/031 | 2025-10-25
MRN | ENG | Q-60501-00 | Silicone Sealant, Silglaze, Type N10 Clear, pack size per pcs | 2 | 2 | 0 | Pcs | MFH | - | SPR/25/10/032 | 2025-10-31
NDS | ENG | T-20123-00 | Acquity PDA/TUV 2489/2998 Perf Main Kit (lampu HPLC); Waters; P/N 201000281; 1 pc | 2 | 2 | 0 | Pcs | MFH | HPLC | SPR/25/10/033 | 2025-10-31
SFH | ENG | Q-12060-00 | Polyurethane (PU) Foam Sealent Spray; No Brand; LX-100; pack size 750 ml per botol | 11 | 11 | 0 | Pcs | MFH | Building | SPR/25/10/034 | 2025-10-25
SFH | ENG | Q-60501-00 | Silicone Sealant, Silglaze, Type N10 Clear, pack size per pcs | 5 | 5 | 0 | Pcs | MFH | Building | SPR/25/10/034 | 2025-10-25
SFH | ENG | T-80109-00 | Cellotape / Lakban Kertas 1 inch warna Putih ; No Brand ; pack size per pcs | 1 | 1 | 0 | Pcs | MFH | Building | SPR/25/10/034 | 2025-10-31
ROS | ENG | O-16647-00 | General - Oring Silicone Merah 23x18x2.5 mm; -; -; 1 Pc | 25 | 25 | 0 | Pcs | MFH | Capping | SPR/25/10/035 | 2025-10-25
NDS | ENG | O-16030-00 | General - Dry box glove, 4/10 mm, CSM, 97800 Y 8.5 E4 5; Piercan; 1292; 10 pcs per pack | 1 | 1 | 0 | Pcs | MFH | Compounding | SPR/25/10/036 | 2025-10-31
SFH | ENG | P-12305-00 | FESTO - QST-6 Push in t-connection p/n 153129 | 8 | 8 | 0 | Pcs | MFH | Building | SPR/25/10/037 | 2025-10-25
RAS | PRO | O-18055-00 | Robot Casepacker - Suction cup; VB17. single below; diameter Cup 17 mm; Vmeca; -; 1 Pc | 5 | 5 | 0 | Pcs | MFH | Cartonning | SPR/25/10/038 | 2025-10-25
ANO | ENG | Q-60501-00 | Silicone Sealant, Silglaze, Type N10 Clear, pack size per pcs | 1 | 1 | 0 | Pcs | MFH | Building | SPR/25/10/039 | 2025-10-31
ANO | ENG | P-18769-00 | Mata Gerinda Potong 4" Merek WD; ; -; 20 pc | 2 | 2 | 0 | Pcs | MFH | Workshop | SPR/25/10/039 | 2025-10-31
SFH | ENG | Q-10128-00 | Thinner Super End/Impala | 3 | 3 | 0 | Pcs | MFH | Building | SPR/25/10/040 | 2025-10-31
SFH | ENG | Q-10752-00 | Cat Duragloss Silver Metalic 9115; Propan; ; | 6 | 6 | 0 | Pcs | MFH | Building | SPR/25/10/040 | 2025-10-31
PNP | ENG | T-20055-00 | PerformancePlus Check Valve Cartridge; Waters; p/n 700002399; | 1 | 1 | 0 | Pcs | MFH | HPLC | SPR/25/10/041 | 2025-10-31
RIA | ENG | O-15931-00 | General - Double Tape 1" Merah; 3M; -; 1 Pc | 1 | 1 | 0 | Pcs | MFH | Building | SPR/25/10/042 | 2025-10-25
RIA | ENG | T-80109-00 | Cellotape / Lakban Kertas 1 inch warna Putih ; No Brand ; pack size per pcs | 1 | 1 | 0 | Pcs | MFH | Building | SPR/25/10/042 | 2025-10-31
RIA | ENG | P-15851-00 | AMPLAS EAGLE 100 | 6 | 6 | 0 | Pcs | MFH | Building | SPR/25/10/042 | 2025-10-25
RIA | ENG | P-51559-00 | General - Lampu TL T5 14 W White; Philips; -; 1 unt | 8 | 8 | 0 | Pcs | MFH | Building | SPR/10/25/043 | 2025-10-25
RIA | ENG | P-16474-00 | General - Lem PLastic Steel Epoxy + Hardener 5 menit; Dextone; -; 1 set | 3 | 3 | 0 | Pcs | MFH | Building | SPR/10/25/043 | 2025-10-25
RIA | ENG | Q-10249-00 | Lem Power Glue; ; ; | 5 | 5 | 0 | Pcs | MFH | Building | SPR/25/10/043 | 2025-10-25
RIA | ENG | Q-10656-00 | Kuas Cat Uk. 5 inch;No Brand;;pack size per pcs | 10 | 10 | 0 | Pcs | MFH | Building | SPR/25/10/044 | 2025-10-25
ROS | ENG | O-52530-00 | Sensor PH Meter Type : InPro3250/120/PT1000 PN. 52002548 | 1 | 1 | 0 | Pcs | MFH | Mixing | SPR/25/10/045 | 2025-10-31
ROS | ENG | O-18055-00 | Robot Casepacker - Suction cup; VB17. single below; diameter Cup 17 mm.; vmeca; ; | 2 | 2 | 0 | Pcs | MFH | Cartonning | SPR/25/10/046 | 2025-10-31
SFH | ENG | Q-10153-00 | Roller cat 110mm | 4 | 4 | 0 | Pcs | MFH | - | SPR/25/10/047 | 2025-10-31
SFH | ENG | P-14424-00 | Garam Kutreat RGN-9800F; ; ; 25Kg/zak | 25 | 25 | 0 | Pcs | MFH | PWG | SPR/25/10/048 | 2025-10-31
SFH | ENG | Q-10153-00 | Roller cat 110mm | 6 | 6 | 0 | Pcs | MFH | Building | SPR/25/10/048 | 2025-10-31
SFH | ENG | Q-60502-00 | Silicone Sealant, Silglaze, Type N10 White, pack size per pcs | 1 | 1 | 0 | Pcs | MFH | Building | SPR/25/10/048 | 2025-10-31
RIA | ENG | P-51027-00 | Isolasi Kabel SCOTCH super 33+ size: 19 mmx20x0.177 mm ( vinyl electric tape ) Black 3M | 1 | 1 | 0 | Pcs | MFH | - | SPR/25/10/049 | 2025-10-31
NDS | ENG | T-20591-00 | Kit, Performance PLUS seal pack rebuild; Waters; 700011783; 1 pieces / pack | 1 | 1 | 0 | Pcs | MFH | HPLC | SPR/25/10/050 | 2025-10-31
ROS | ENG | O-16647-00 | Washing RAR4 - Oring Silicone Merah 23x18x2.5 mm; ; ; | 10 | 10 | 0 | Pcs | MFH | Capping | SPR/25/10/051 | 2025-10-31
ROS | ENG | O-16731-00 | Autoclave Fedegari FVA2/A1 NB2963AT - KIT Ricambi Valv. DN10 ON-OFF FEDEGARI ASIA PTE LTD P/N : KK000301 pc | 1 | 1 | 0 | Pcs | MFH | Autoclave | SPR/25/10/052 | 2025-10-31
ROS | ENG | O-51920-00 | Temperature sensor PT100, 4 wire, class AA, Duplex, c/w 10m silicon cable Radix RAC241-D-10-PN; ; ; | 1 | 1 | 0 | Pcs | MFH | Autoclave | SPR/25/10/052 | 2025-10-31
ROS | ENG | O-51827-00 | Autoclave Fedegari FVA/A1 - RTD (Resistance thermometer device) PT100 Code PM600114; ; ; | 1 | 1 | 0 | Pcs | MFH | Autoclave | SPR/25/10/052 | 2025-10-31
ANO | ENG | P-18769-00 | Mata Gerinda Potong 4" Merek WD; ; -; 20 pc | 3 | 3 | 0 | Pcs | MFH | Drain Pan | SPR/25/10/053 | 2025-10-31
INN | ENG | T-25454-00 | Filter Flag, 2998, Classic; Waters; 700003767; | 1 | 1 | 0 | Pcs | MFH | HPLC | SPR/25/10/054 | 2025-10-31
AAA | ENG | T-22069-00 | H-14-HEPA-Filter Cartridge with new optimised design for B/C-Max 3, Calire-3; No Brand; -; piece | 3 | 3 | 0 | Pcs | MFH | Cytocab | SPR/25/10/055 | 2025-10-31
AAA | ENG | O-16032-00 | Sleeves M200/90 Y 550 E4 Bt5/5 BJ;001643;Material : CSM; Shape : 200/90; Thickness (mm) : 4/10; Leng; ; ; | 1 | 1 | 0 | Pcs | MFH | cRABS | SPR/25/10/055 | 2025-10-31
MRN | ENG | P-14454-00 | Filter IAF MB Series (Medium Filter), efficiency : 60-65 %, Size: 12 x 24 x 12 inch; IAF; ; | 2 | 2 | 0 | Pcs | MFH | AHU | SPR/25/10/056 | 2025-10-31
MRN | ENG | P-14453-00 | Filter IAF MB Series (Medium Filter), efficiency : 60-65 %, Size: 24 x 24 x 12 inch; IAF; ; | 2 | 2 | 0 | Pcs | MFH | AHU | SPR/25/10/056 | 2025-10-31
MRN | ENG | P-51560-00 | Lampu T5 28watt Putih; Phillips; ; | 2 | 2 | 0 | Pcs | MFH | Building | SPR/25/10/056 | 2025-10-31
MRN | ENG | P-51559-00 | Lampu T5 14watt Putih; Phillips; ; | 2 | 2 | 0 | Pcs | MFH | Building | SPR/25/10/057 | 2025-10-31
SFH | ENG | Q-10153-00 | Roller cat 110mm | 1 | 1 | 0 | Pcs | MFH | Builidng | SPR/25/10/058 | 2025-10-31
SFH | ENG | P-51559-00 | Lampu T5 14watt Putih; Phillips; ; | 5 | 5 | 0 | Pcs | MFH | Building | SPR/25/10/058 | 2025-10-31
SFH | ENG | P-51560-00 | Lampu T5 28watt Putih; Phillips; ; | 3 | 3 | 0 | Pcs | MFH | Building | SPR/25/10/058 | 2025-10-31
BDU | ENG | S-40645-00 | Cable Ties, 200 x 4.8 mm; SIGMA; CS 200L; Putih;100 pcs/pack | 1 | 1 | 0 | Pcs | MFH | - | SPR/25/10/059 | 2025-10-31
BFN | PRO | Q-10249-00 | Lem Power Glue; ; ; | 1 | 1 | 0 | Pcs | MFH | - | SPR/25/10/060 | 2025-10-31
ROS | ENG | O-16732-00 | Autoclave Fedegari FVA2/A1 NB2963AT - KIT Ricambi Valv. DN10 ON-OFF FEDEGARI ASIA PTE LTD P/N : KS000025 pc | 1 | 1 | 0 | Pcs | MFH | Autoclave | SPR/25/10/061 | 2025-10-31
NDS | ENG | O-15902-00 | Suction Cup capping size 6R; P/N : 011010; ; ; | 5 | 5 | 0 | Pcs | MFH | Capping | SPR/25/10/062 | 2025-10-31
NDS | ENG | O-15697-00 | SILICONE SUCKER 01.16.20; PART NO :202370 | 10 | 10 | 0 | Pcs | MFH | Capping | SPR/25/10/062 | 2025-10-31
NDS | ENG | O-16647-00 | Washing RAR4 - Oring Silicone Merah 23x18x2.5 mm; ; ; | 10 | 10 | 0 | Pcs | MFH | Capping | SPR/25/10/062 | 2025-10-31
TIA | ENG | T-20055-00 | PerformancePlus Check Valve Cartridge; Waters; p/n 700002399 | 1 | 1 | 0 | Pcs | MFH | HPLC | SPR/25/10/063 | 2025-10-31
KFF | ENG | P-18467-00 | Pass Box Stickers JZC-A Kecil | 2 | 2 | 0 | Pcs | MFH | Passbox | SPR/25/10/064 | 2025-10-31
SFH | ENG | Q-10378-00 | Kunci Laci Cam Lock;Huben;PN: HL 103-25 mm;pack size per pcs | 2 | 2 | 0 | Pcs | MFH | Building | SPR/25/10/065 | 2025-10-31
RIA | ENG | P-11431-00 | General - Plastic Tubing, PUN-H-8X1,25-BL; Festo; 197385; 1 m | 30 | 30 | 0 | Pcs | MFH | WWTP | SPR/25/10/066 | 2025-10-31
RIA | ENG | P-11175-00 | Pneumatic Fitting - QS 10-8 / PN : 153039 / Festo | 1 | 1 | 0 | Pcs | MFH | WWTP | SPR/25/10/066 | 2025-10-31
RIA | ENG | P-12266-00 | FESTO - Push In Fitting QS-1/2-10 part number 190646 | 1 | 1 | 0 | Pcs | MFH | WWTP | SPR/25/10/066 | 2025-10-31
RIA | ENG | P-50426-00 | Pilot Lamps / Green / 220 VAC / AD22-22DS / AXLE | 4 | 4 | 0 | Pcs | MFH | WWTP | SPR/25/10/067 | 2025-10-31
RIA | ENG | - | Pilot Lamp Kuning | 1 | 1 | 0 | Pcs | MFH | WWTP | SPR/25/10/067 | 2025-10-31
RIA | ENG | O-15931-00 | Double Tape 3M 1" Merah - P/N : - pc | 1 | 1 | 0 | Pcs | MFH | WWTP | SPR/25/10/067 | 2025-10-31
SFH | ENG | Q-10650-00 | Aquaproof Abu-Abu @4 Kg; ; ; | 1 | 1 | 0 | Pcs | MFH | Building | SPR/25/11/001 | 2025-11-14
SFH | ENG | Q-60328-00 | Cat Decor Acrylic Enamel DAE - 550 / Solvent Based; Propan; TEAL 5412 - Warna Biru; pack size 20 liter per pail | 1 | 1 | 0 | Pcs | MFH | Building | SPR/25/11/001 | 2025-11-14
SFH | ENG | P-19410-00 | General - Bearing NATA5902; IKO; -; 1 pc | 14 | 14 | 0 | Pcs | MFH | - | SPR/25/11/001 | 2025-11-14
SFH | ENG | Q-12060-00 | Polyurethane (PU) Foam Sealent Spray; No Brand; LX-100; pack size 750 ml per botol | 4 | 4 | 0 | Pcs | MFH | Building | SPR/25/11/002 | 2025-11-14
SFH | ENG | Q-60501-00 | Silicone Sealant, Silglaze, Type N10 Clear, pack size per pcs | 4 | 4 | 0 | Pcs | MFH | Building | SPR/25/11/002 | 2025-11-14
SFH | ENG | P-12920-00 | Tungsten Electrodes dia 1.6 mm | 11 | 11 | 0 | Pcs | MFH | - | SPR/25/11/002 | 2025-11-14
CAS | QAS | P-11185-00 | General - Push-in Connector, QS-8-6; Festo; 153038; 1 pcs | 2 | 2 | 0 | Pcs | MFH | - | SPR/25/11/003 | 2025-11-14
CAS | QAS | O-14640-00 | Silicone Gasket for Ferrule dia. 3/4 - P/N : - pc | 5 | 5 | 0 | Pcs | MFH | - | SPR/25/11/003 | 2025-11-14
CAS | QAS | T-80046-00 | Battery ALKALINE AA | 6 | 6 | 0 | Pcs | MFH | - | SPR/25/11/003 | 2025-11-14
NDS | ENG | P-18788-00 | Baut SS Hexagon SS M6x55mm + Mur; ; ; | 4 | 4 | 0 | Pcs | MFH | Tabletting | SPR/25/11/004 | 2025-11-14
NDS | ENG | P-17360-00 | O-ring EPDM 22.5 x 15.5 x 3.5 mm ; Brand : - ; P/N : - ; Pack Size : pcs | 6 | 6 | 0 | Pcs | MFH | - | SPR/25/11/004 | 2025-11-14
NDS | ENG | O-19690-00 | Per Tekan SS304 ID 3,5 x OD 4,5 x P 53,5 mm; Lokal; ; | 4 | 4 | 0 | Pcs | MFH | - | SPR/25/11/004 | 2025-11-14
ANO | ENG | P-16359-00 | General - Hand Tap M 6 x 1,0 mm; Yamawa; -; 3pcs/set | 1 | 1 | 0 | Pcs | MFH | Dispensing | SPR/25/11/005 | 2025-11-14
ANO | ENG | P-51928-00 | Battery Lithium 3V CR2477N; ; ; | 4 | 4 | 0 | Pcs | MFH | - | SPR/25/11/005 | 2025-11-14
ANO | ENG | P-15862-00 | PAPER RECORD YOKOGAWA; FOLDING CHART B9565AW | 3 | 3 | 0 | Pcs | MFH | - | SPR/25/11/005 | 2025-11-14
SFH | ENG | Q-60502-00 | Silicone Sealant, Silglaze, Type N10 White, pack size per pcs | 1 | 1 | 0 | Pcs | MFH | Building | SPR/25/11/006 | 2025-11-14
SFH | ENG | Q-10302-00 | Compound / Kompon Gypsum;No Brand;;pack size 20 kg per pck | 1 | 1 | 0 | Pcs | MFH | Building | SPR/25/11/006 | 2025-11-14
SFH | ENG | O-15931-00 | Double Tape 3M 1" Merah - P/N : - pc | 1 | 1 | 0 | Pcs | MFH | Building | SPR/25/11/006 | 2025-11-14
SFH | ENG | Q-60401-00 | Handle Pintu Bulat, Elbow Press Lock; Meroni; N13NE TB127; | 1 | 1 | 0 | Pcs | MFH | Building | SPR/25/11/007 | 2025-11-14
SFH | ENG | Q-10460-00 | Magnetic door stopper; Dekson; Part No. MDS 889 SN; | 1 | 1 | 0 | Pcs | MFH | Building | SPR/25/11/007 | 2025-11-14
SFH | ENG | O-11169-00 | Bearing 6207ZZ | 3 | 3 | 0 | Pcs | MFH | - | SPR/25/11/007 | 2025-11-14
KFF | ENG | P-11431-00 | General - Plastic Tubing, PUN-H-8X1,25-BL; Festo; 197385; 1 m | 1 | 1 | 0 | Pcs | MFH | - | SPR/25/11/008 | 2025-11-14
KFF | ENG | P-12287-00 | FESTO - QS-3/8-8 Push-In fitting p/n 153006 | 1 | 1 | 0 | Pcs | MFH | - | SPR/25/11/008 | 2025-11-14
KFF | ENG | P-50288-00 | Bola Lampu - Halogen 20 W Osram | 3 | 3 | 0 | Pcs | MFH | - | SPR/25/11/008 | 2025-11-14
BDU | ENG | P-14453-00 | Filter IAF MB Series (Medium Filter), efficiency : 60-65 %, Size: 24 x 24 x 12 inch; IAF; ; | 3 | 3 | 0 | Pcs | MFH | AHU | SPR/25/11/009 | 2025-11-14
BDU | ENG | P-14454-00 | Filter IAF MB Series (Medium Filter), efficiency : 60-65 %, Size: 12 x 24 x 12 inch; IAF; ; | 2 | 2 | 0 | Pcs | MFH | AHU | SPR/25/11/009 | 2025-11-14
BDU | ENG | P-19898-00 | General - Bushing VAV dia. 24 x 26mm; Custom Agru Farma; -; 1 pc | 1 | 1 | 0 | Pcs | MFH | AHU | SPR/25/11/009 | 2025-11-14
BDU | ENG | P-51560-00 | Lampu T5 28watt Putih; Phillips; ; | 1 | 1 | 0 | Pcs | MFH | Building | SPR/25/11/010 | 2025-11-14
BDU | ENG | Q-60502-00 | Silicone Sealant, Silglaze, Type N10 White, pack size per pcs | 1 | 1 | 0 | Pcs | MFH | Building | SPR/25/11/010 | 2025-11-14
BDU | ENG | - | Lampu LED | 1 | 1 | 0 | Pcs | MFH | Building | SPR/25/11/010 | 2025-11-14
MRN | ENG | P-51741-00 | Lampu Phillips PHP LED; 710 7w E27 White 220-240v; ; ; | 1 | 1 | 0 | Pcs | MFH | Building | SPR/25/11/011 | 2025-11-14
MRN | ENG | O-14618-00 | General - Pneumatic pincher silicone cover sleeve c/n 15927; SMC; MHZJ2-J20S; 1 Pc | 2 | 2 | 0 | Pcs | MFH | - | SPR/25/11/011 | 2025-11-14
MRN | ENG | O-11145-00 | Bearing 6201 2Z - P/N : - pc | 2 | 2 | 0 | Pcs | MFH | - | SPR/25/11/011 | 2025-11-14
INN | ENG | O-16032-00 | Sleeves M200/90 Y 550 E4 Bt5/5 BJ;001643;Material : CSM; Shape : 200/90; Thickness (mm) : 4/10; Leng; ; ; | 1 | 1 | 0 | Pcs | MFH | cRABS | SPR/25/11/012 | 2025-11-14
INN | ENG | T-20791-00 | Heater/Cooler Engine 2690; Waters; 700001066; | 1 | 1 | 0 | Pcs | MFH | HPLC | SPR/25/11/012 | 2025-11-14
INN | ENG | T-25454-00 | Filter Flag, 2998, Classic; Waters; 700003767; | 1 | 1 | 0 | Pcs | MFH | HPLC | SPR/25/11/012 | 2025-11-14
RIA | ENG | T-80043-00 | Battery ABC Kotak 9V | 1 | 1 | 0 | Pcs | MFH | - | SPR/25/11/013 | 2025-11-14
RIA | ENG | P-53133-00 | General - Kabel Belden AWG 22 2 Pair; Belden; 8723; 305m/roll | 2 | 2 | 0 | Pcs | MFH | - | SPR/25/11/013 | 2025-11-14
RIA | ENG | P-53411-00 | General - Power Supply ECO 1-PH 24VDC 5A; Wago; 787-722; 1 pc | 2 | 2 | 0 | Pcs | MFH | - | SPR/25/11/013 | 2025-11-14
SFH | ENG | P-53051-00 | General - Baterai NiCad Emergency TL 6V; Hokistar; BT-006; 1 Pc | 1 | 1 | 0 | Pcs | MFH | Building | SPR/25/11/014 | 2025-11-14
SFH | ENG | Q-60107-00 | Hardener / Obat dempul sanpolac; ; ; pack size per tube | 1 | 1 | 0 | Pcs | MFH | Building | SPR/25/11/014 | 2025-11-14
SFH | ENG | P-13389-00 | Scotch Brite 3M; ; ; | 1 | 1 | 0 | Pcs | MFH | Building | SPR/25/11/014 | 2025-11-14
ROS | ENG | O-16647-00 | Washing RAR4 - Oring Silicone Merah 23x18x2.5 mm; ; ; | 10 | 10 | 0 | Pcs | MFH | Capping | SPR/25/11/015 | 2025-11-14
ROS | ENG | P-19847-00 | General - Baut L Tanam M4x4mm SS304; No Brand; -; 100pcs/pack | 1 | 1 | 0 | Pcs | MFH | Capping | SPR/25/11/015 | 2025-11-14
ROS | ENG | P-19303-00 | General - Diaphragm Valve PTFE/EPDM DN 65 - 80 Type 653, 687; Gemu; P/N : 600 80M 54; | 2 | 2 | 0 | Pcs | MFH | - | SPR/25/11/015 | 2025-11-14
KFF | ENG | P-18769-00 | Mata Gerinda Potong 4" Merek WD; ; -; 20 pc | 2 | 2 | 0 | Pcs | MFH | - | SPR/25/11/016 | 2025-11-14
KFF | ENG | P-15852-00 | AMPLAS EAGLE 500 | 1 | 1 | 0 | Pcs | MFH | - | SPR/25/11/016 | 2025-11-14
KFF | ENG | P-13389-00 | Scotch Brite 3M; ; ; | 1 | 1 | 0 | Pcs | MFH | - | SPR/25/11/016 | 2025-11-14
ROS | ENG | O-15931-00 | Double Tape 3M 1" Merah - P/N : - pc | 1 | 1 | 0 | Pcs | MFH | Coating | SPR/25/11/017 | 2025-11-14
ROS | ENG | Q-60502-00 | Silicone Sealant, Silglaze, Type N10 White, pack size per pcs | 1 | 1 | 0 | Pcs | MFH | Coating | SPR/25/11/017 | 2025-11-14
ROS | ENG | P-19449-00 | Mesin Chamber - Coil Evaporator Uk. 52 X 22 X 11; Custom/Lokal; -; 1 Pc | 2 | 2 | 0 | Pcs | MFH | - | SPR/25/11/017 | 2025-11-14
INN | ENG | O-20487-00 | General - Isolator Glove Smaller glove CSM (AS : E10330 Y 7 E4); Austar; ; 1 Pc | 1 | 1 | 0 | Pcs | MFH | cRABS | SPR/25/11/018 | 2025-11-14
INN | ENG | O-18165-00 | Water Spray Gun (1/4") SG-1-01; PARKER; ; | 2 | 2 | 0 | Pcs | MFH | - | SPR/25/11/018 | 2025-11-14
INN | ENG | O-20505-00 | Integrated Granulation Line - Oring Viton 2.5x64x69 mm, colour Black; Custom/Lokal; -; 1 Pc | 1 | 1 | 0 | Pcs | MFH | - | SPR/25/11/018 | 2025-11-14
BDU | ENG | P-14453-00 | Filter IAF MB Series (Medium Filter), efficiency : 60-65 %, Size: 24 x 24 x 12 inch; IAF; ; | 2 | 2 | 0 | Pcs | MFH | AHU | SPR/25/11/019 | 2025-11-14
BDU | ENG | P-14454-00 | Filter IAF MB Series (Medium Filter), efficiency : 60-65 %, Size: 12 x 24 x 12 inch; IAF; ; | 2 | 2 | 0 | Pcs | MFH | AHU | SPR/25/11/019 | 2025-11-14
BDU | ENG | P-50562-00 | Socket Relay PF083A-E; Omron; PF083A; 1 pieces | 1 | 1 | 0 | Pcs | MFH | - | SPR/25/11/019 | 2025-11-14
SFH | ENG | Q-12047-00 | Kape PVC / Scraper / Skrap PVC Ukuran 5 Inch;; Lokal; ; pc | 2 | 2 | 0 | Pcs | MFH | - | SPR/25/11/020 | 2025-11-14
SFH | ENG | T-80109-00 | Cellotape Kertas 1 inch warna Putih | 1 | 1 | 0 | Pcs | MFH | - | SPR/25/11/020 | 2025-11-14
SFH | ENG | O-19039-00 | Vent Filter Feed Water Tank; KA1V002PV3; KP 1 Emflon II Capsule 0.2 m; KLEENPAK; PALL; ; | 1 | 1 | 0 | Pcs | MFH | - | SPR/25/11/020 | 2025-11-14
ROS | ENG | O-16032-00 | Sleeves M200/90 Y 550 E4 Bt5/5 BJ;001643;Material : CSM; Shape : 200/90; Thickness (mm) : 4/10; Leng; ; ; | 1 | 1 | 0 | Pcs | MFH | BSC | SPR/25/11/021 | 2025-11-14
ROS | ENG | O-20296-00 | General - Rotating Pincer Pneumatik SMC MRHQ20D-180S-DIN00358 | 1 | 1 | 0 | Pcs | MFH | - | SPR/25/11/021 | 2025-11-14
ROS | ENG | P-18475-00 | General - Mechanical Single Shaft Seal LKH SIC/SIC/EPDM for LKH35/216/SSS/5.5KW; Alfalaval; -; 1 pc | 1 | 1 | 0 | Pcs | MFH | - | SPR/25/11/021 | 2025-11-14
RIA | ENG | O-50863-00 | Relay/MY4N/220-240 VAC Omron; ; ; | 2 | 2 | 0 | Pcs | MFH | AHU | SPR/25/11/022 | 2025-11-14
RIA | ENG | P-54334-00 | General - Socket Relay PYFZ-14-E; Omron; -; 1 pc | 2 | 2 | 0 | Pcs | MFH | AHU | SPR/25/11/022 | 2025-11-14
RIA | ENG | P-20117-00 | General - Universal Bearing Puller/Tracker Bearing Seperator; No Brand; -; 21pcs/set | 1 | 1 | 0 | Pcs | MFH | - | SPR/25/11/022 | 2025-11-14
KFF | ENG | P-18769-00 | Mata Gerinda Potong 4" Merek WD; ; -; 20 pc | 1 | 1 | 0 | Pcs | MFH | - | SPR/25/11/023 | 2025-11-14
KFF | ENG | P-15852-00 | AMPLAS EAGLE 500 | 1 | 1 | 0 | Pcs | MFH | - | SPR/25/11/023 | 2025-11-14
KFF | ENG | P-11968-00 | Berusynt FGH Spray H1 - Bechem | 1 | 1 | 0 | Pcs | MFH | - | SPR/25/11/023 | 2025-11-14
RIA | ENG | P-52068-00 | Regin Pulser Basic SCR Heater Controller 230/400 V 16 A; ; ; unit | 1 | 1 | 0 | Pcs | MFH | AHU | SPR/25/11/024 | 2025-11-28
RIA | ENG | T-80046-00 | Battery ALKALINE AA | 2 | 2 | 0 | Pcs | MFH | - | SPR/25/11/024 | 2025-11-28
RIA | ENG | O-18870-00 | Oring Silicone Merah 18.4x13x2.7 mm; ; ; | 4 | 4 | 0 | Pcs | MFH | - | SPR/25/11/024 | 2025-11-28
BDU | ENG | Q-10378-00 | Kunci Laci Cam Lock;Huben;PN: HL 103-25 mm;pack size per pcs | 1 | 1 | 0 | Pcs | MFH | - | SPR/25/11/025 | 2025-11-28
BDU | ENG | O-54014-00 | STEKER 1 PHASE, BROCO | 2 | 1 | 0 | Pcs | MFH | Building | SPR/25/11/025 | 2025-11-28
BDU | ENG | O-54015-00 | STOP KONTAK LUBANG 4, BROCO | 1 | 1 | 0 | Pcs | MFH | Building | SPR/25/11/025 | 2025-11-28
SFH | ENG | P-15851-00 | AMPLAS EAGLE 100 | 8 | 8 | 0 | Pcs | MFH | Building | SPR/25/11/026 | 2025-11-28
SFH | ENG | Q-10154-00 | Roller cat 230mm | 2 | 2 | 0 | Pcs | MFH | Building | SPR/25/11/026 | 2025-11-28
SFH | ENG | P-14458-00 | Filter IAF MBV Series (Medium Filter), efficiency : 90-95 %, Size: 12 x 24 x 12 inch; IAF; ; | 1 | 1 | 0 | Pcs | MFH | - | SPR/25/11/026 | 2025-11-28
NDS | ENG | O-11356-00 | Lubricant ? Food grade oil Viscolab 150 - Pc=Liter | 20 | 20 | 0 | Pcs | MFH | Tabletting | SPR/25/11/027 | 2025-11-28
NDS | ENG | O-14641-00 | Silicone Gasket for Ferrule dia. 1" | 23 | 23 | 0 | Pcs | MFH | - | SPR/25/11/027 | 2025-11-28
NDS | ENG | O-17068-00 | Washing RAR4 - Pincers Jaws 4 Positions 10R Vial Neck d=15.5 HARRISA CIPTARINDO ENGINEERING, CV. P/N : - pc | 1 | 1 | 0 | Pcs | MFH | - | SPR/25/11/027 | 2025-11-28
AAA | ENG | O-16033-00 | Isolator Gloves E10330 Y 7 E4 4; 000156; Material : CSM; Shape : E10; Size : 7; Thickness (mm) : 4/1; ; ; | 1 | 1 | 0 | Pcs | MFH | cRABS | SPR/25/11/028 | 2025-11-28
AAA | ENG | P-11393-00 | General - Gasket Ferrule EPDM 3inch; No Brand; -; 1 pcs | 1 | 1 | 0 | Pcs | MFH | - | SPR/25/11/028 | 2025-11-28
AAA | ENG | O-53033-00 | Saklar Switch Lampu ZN On Off Kaki 4 Kaki Pin 15-20ALokal | 1 | 1 | 0 | Pcs | MFH | - | SPR/25/11/028 | 2025-11-28
RIA | ENG | T-80109-00 | Cellotape Kertas 1 inch warna Putih | 10 | 10 | 0 | Pcs | MFH | - | SPR/25/11/029 | 2025-11-28
RIA | ENG | P-50495-00 | Relay / RXM 2AB2P7 / 230 V / 50-60 Hz / 12 A / 250 VAC | 2 | 2 | 0 | Pcs | MFH | - | SPR/25/11/029 | 2025-11-28
RIA | ENG | O-14643-00 | EPDM Gasket for Ferrule dia. 3"; ; ; | 15 | 15 | 0 | Pcs | MFH | - | SPR/25/11/029 | 2025-11-28
SFH | ENG | Q-10249-00 | Lem;Power Glue;;pack size per pcs | 1 | 1 | 0 | Pcs | MFH | Building | SPR/25/11/030 | 2025-11-28
SFH | ENG | P-19028-00 | General - Washable G4 Avg arrestance : 94%. Rec. Final resistance: 250 Pa. Size: 24" x 24" x 2"; IAF; ; pcs | 11 | 11 | 0 | Pcs | MFH | - | SPR/25/11/030 | 2025-11-28
SFH | ENG | O-19347-00 | HEPA filter minipleat, size: 1220X610X93 H13; ; ; | 1 | 1 | 0 | Pcs | MFH | - | SPR/25/11/030 | 2025-11-28
BDU | ENG | Q-10946-00 | Silicone Sealant;Silglaze;Type N10 Light Grey;pack size per pcs | 1 | 1 | 0 | Pcs | MFH | - | SPR/25/11/031 | 2025-11-28
BDU | ENG | P-11018-00 | General - Oil Seal TC 15 x 24 x 7; NOK; -; 1 Pc | 1 | 1 | 0 | Pcs | MFH | - | SPR/25/11/031 | 2025-11-28
BDU | ENG | O-20897-00 | Capping VCM200 - Oring Silicone 2.5 x 30.50 x 30.50; Custom/Lokal; -; 1 Pc | 1 | 1 | 0 | Pcs | MFH | - | SPR/25/11/031 | 2025-11-28
ANO | ENG | P-12433-00 | Isolasi AC- Sansui | 2 | 2 | 0 | Pcs | MFH | FD | SPR/25/11/032 | 2025-11-28
INN | ENG | P-18470-00 | Misumi - HXNHFFLT-SUS-M5-10; ; ; | 10 | 10 | 0 | Pcs | MFH | Washing | SPR/25/11/033 | 2025-11-28
RSP | PRO | - | Clamp 4 Inch | 2 | 2 | 0 | Pcs | MFH | Filling | SPR/25/11/034 | 2025-11-28
RSP | PRO | O-14644-00 | Silicone Gasket for Ferrule dia. 4"; ; ; | 1 | 1 | 0 | Pcs | MFH | Filling | SPR/25/11/034 | 2025-11-28
RAI | PRO | O-18055-00 | Robot Casepacker - Suction cup; VB17. single below; diameter Cup 17 mm.; vmeca; ; | 2 | 2 | 0 | Pcs | MFH | Cartonning | SPR/25/11/035 | 2025-11-28
RAI | PRO | P-50810-00 | Buzzer type AD22-22MSD warna merah with lamp; FORT | 4 | 4 | 0 | Pcs | MFH | - | SPR/25/11/035 | 2025-11-28
RAI | PRO | P-19811-00 | General - Clamp Ferrule Sanitary 3/4 Inch; No Brand; -; 1 pc | 3 | 3 | 0 | Pcs | MFH | - | SPR/25/11/035 | 2025-11-28
ROS | ENG | O-20487-00 | General - Isolator Glove Smaller glove CSM (AS : E10330 Y 7 E4); Austar; ; 1 Pc | 4 | 4 | 0 | Pcs | MFH | BSC | SPR/25/11/036 | 2025-11-28
ROS | ENG | O-16032-00 | Sleeves M200/90 Y 550 E4 Bt5/5 BJ;001643;Material : CSM; Shape : 200/90; Thickness (mm) : 4/10; Leng; ; ; | 1 | 1 | 0 | Pcs | MFH | BSC | SPR/25/11/036 | 2025-11-28
ANO | ENG | P-11182-00 | Pneumatic Fitting - QS 6 / Festo | 1 | 1 | 0 | Pcs | MFH | Autoclave | SPR/25/11/037 | 2025-11-28
ANO | ENG | - | Tubing 6 | 1 | 1 | 0 | Meter | MFH | Autoclave | SPR/25/11/037 | 2025-11-28
ANO | ENG | O-19339-00 | Oring 2,5x6x11 mm, Material EPDM; ; ; | 1 | 1 | 0 | Pcs | MFH | Autoclave | SPR/25/11/038 | 2025-11-28
ANO | ENG | O-20297-00 | Autoclave Fedegari Fva/A1 - Oring Viton OD. 15 mm, ID. 15 mm, Tebal 2 mm Custom/Lokal - | 1 | 1 | 0 | Pcs | MFH | Autoclave | SPR/25/11/038 | 2025-11-28
ANO | ENG | P-17272-00 | O-ring Epdm 9 x 4 x 2,5 mm ; Brand : - ; P/N : - ; Pack Size : pcs | 1 | 1 | 0 | Pcs | MFH | Autoclave | SPR/25/11/038 | 2025-11-28
ANO | ENG | P-17273-00 | O-ring Epdm 9 x 5 x 2 mm ; Brand : - ; P/N : - ; Pack Size : pcs | 1 | 1 | 0 | Pcs | MFH | Autoclave | SPR/25/11/038 | 2025-11-28
ANO | ENG | O-20294-00 | Autoclave - Oring 70 x 59 x 5.5 mm Viton Custom/Lokal - | 1 | 1 | 0 | Pcs | MFH | Autoclave | SPR/25/11/038 | 2025-11-28
BDU | ENG | P-52110-00 | CAPACITOR 5 uF, 500 V, 50/60 Hz; ; ; | 1 | 1 | 0 | Pcs | MFH | PSG | SPR/25/11/039 | 2025-11-28
BDU | ENG | O-19389-00 | HEPA filter minipleat, size: 610X305X93 H14; Hencolin; ; | 1 | 1 | 0 | Pcs | MFH | - | SPR/25/11/039 | 2025-11-28
BDU | ENG | O-14642-00 | Silicone Gasket for Ferrule dia. 2,5"; ; ; | 28 | 28 | 0 | Pcs | MFH | - | SPR/25/11/039 | 2025-11-28
BDU | ENG | Q-60502-00 | Silicone Sealant, Silglaze, Type N10 White, pack size per pcs | 1 | 1 | 0 | Pcs | MFH | - | SPR/25/11/040 | 2025-11-28
BDU | ENG | O-15931-00 | Double Tape 3M 1" Merah - P/N : - pc | 1 | 1 | 0 | Pcs | MFH | - | SPR/25/11/040 | 2025-11-28
BDU | ENG | O-50863-00 | Relay/MY4N/220-240 VAC Omron; ; ; | 4 | 4 | 0 | Pcs | MFH | - | SPR/25/11/040 | 2025-11-28
KFF | ENG | P-18468-00 | Pass Box Stickers ZC-A; ; ; | 2 | 2 | 0 | Pcs | MFH | - | SPR/25/11/041 | 2025-11-28
KFF | ENG | Q-10433-00 | Lampu Neon Philips TLD 15W/54-765 Cool Daylight; PHILIPS; TLD15W/54-765; | 2 | 2 | 0 | Pcs | MFH | - | SPR/25/11/041 | 2025-11-28
BDU | ENG | P-12830-00 | Sodium metabisulfit | 1 | 1 | 0 | pcs | MFH | WWTP | SPR/25/11/042 | 2025-11-28
BDU | ENG | P-52569-00 | Limit Switch LX19-001 250 VAC; ; ; | 2 | 2 | 0 | pcs | MFH | - | SPR/25/11/042 | 2025-11-28
BDU | ENG | O-53236-00 | General - Advanced Control Unit 24VDC 1.25-5A; Schneider; LUCB05BL; 1 Pc | 1 | 1 | 0 | pcs | MFH | - | SPR/25/11/042 | 2025-11-28
NDS | ENG | O-16033-00 | Isolator Gloves E10330 Y 7 E4 4; 000156; Material : CSM; Shape : E10; Size : 7; Thickness (mm) : 4/1; ; ; | 1 | 1 | 0 | Pcs | MFH | cRABS | SPR/25/11/043 | 2025-11-28
NDS | ENG | P-11431-00 | General - Plastic Tubing, PUN-H-8X1,25-BL; Festo; 197385; 1 m | 2 | 2 | 0 | Meter | MFH | Autoclave | SPR/25/11/044 | 2025-11-28
NDS | ENG | P-11228-00 | General - Push-in T-connector, QST-8; Festo; 153130; 1 pcs | 1 | 1 | 0 | Pcs | MFH | Autoclave | SPR/25/11/044 | 2025-11-28
NDS | ENG | O-13505-00 | Pneumatic Fitting - QST 10, FESTO P/N : - pc | 1 | 1 | 0 | Pcs | MFH | Autoclave | SPR/25/11/044 | 2025-11-28
NDS | ENG | P-11185-00 | General - Push-in Connector, QS-8-6; Festo; 153038; 1 pcs | 1 | 1 | 0 | Pcs | MFH | Autoclave | SPR/25/11/045 | 2025-11-28
NDS | ENG | - | Oring 2,5x6x11 mm, Material EPDM; ; ; | 1 | 1 | 0 | Pcs | MFH | Autoclave | SPR/25/11/045 | 2025-11-28
RIA | ENG | P-19955-00 | General - Flow Sensor Fitting S030 for Paddle Wheel Sensor SET08; Burkert; SET08-S030-0000-VAFF-P5-00-0-000/00-0*MP13+MP19; 1 pc | 1 | 1 | 0 | Pcs | MFH | PSG | SPR/25/11/046 | 2025-11-28
RIA | ENG | P-12994-00 | General - Adhesive Tape - ; Nippon; ASF-110FR; 1 pc | 1 | 1 | 0 | Pcs | MFH | - | SPR/25/11/046 | 2025-11-28
RIA | ENG | O-54170-00 | Electronic Expansion Valve ESX24B; Parker; ; | 2 | 2 | 0 | Pcs | MFH | - | SPR/25/11/046 | 2025-11-28
PHL | ENG | P-17645-00 | Sodium Hiphoclorite; ; ; ltr | 25 | 25 | 0 | Liter | MFH | Lab | SPR/25/11/047 | 2025-11-28
PHL | ENG | P-14454-00 | Filter IAF MB Series (Medium Filter), efficiency : 60-65 %, Size: 12 x 24 x 12 inch; IAF; ; | 2 | 2 | 0 | Pcs | MFH | - | SPR/25/11/047 | 2025-11-28
PHL | ENG | O-52826-00 | Freeze Dryer MBE1207 - SV55 252072 6213 S.S+FKM I/O: NPT1/4 Inch Orifice:10mm Kv=2m3/h NC DC24V p/n; BURKERT; ; | 3 | 3 | 0 | Pcs | MFH | - | SPR/25/11/047 | 2025-11-28
BDU | ENG | - | Kipas PSG | 1 | 1 | 0 | Pcs | MFH | PSG | SPR/25/11/048 | 2025-11-28
BDU | ENG | P-19569-00 | General - Sanitary Diaphragma Pressure Gauge, SS 304, dia 4inch, Range 0-10 Bar; SPV; TTXX00XX0180; 1 pcs | 1 | 1 | 0 | Pcs | MFH | - | SPR/25/11/048 | 2025-11-28
ANO | ENG | O-51920-00 | Temperature sensor PT100, 4 wire, class AA, Duplex, c/w 10m silicon cable Radix RAC241-D-10-PN; ; ; | 1 | 1 | 0 | Pcs | MFH | Autoclave | SPR/25/11/049 | 2025-11-28
ANO | ENG | P-17272-00 | General - O-ring EPDM 9 x 4 x 2,5 mm; No Brand; -; 1 pc | 1 | 1 | 0 | Pcs | MFH | Autoclave | SPR/25/11/049 | 2025-11-28
AAA | ENG | O-51698-00 | OMRON - Relay MY4Z 24VDC; ; ; | 2 | 2 | 0 | Pcs | MFH | Mixing | SPR/25/11/050 | 2025-11-28
AAA | ENG | T-20123-00 | Acquity PDA/TUV 2489/2998 Perf Main Kit (lampu HPLC); Waters; P/N 201000281; 1 pc | 1 | 1 | 0 | Pcs | MFH | HPLC | SPR/25/11/051 | 2025-11-28
ROS | ENG | O-16647-00 | Washing RAR4 - Oring Silicone Merah 23x18x2.5 mm; ; ; | 10 | 10 | 0 | Pcs | MFH | Capping | SPR/25/11/052 | 2025-11-28
ROS | ENG | P-54348-00 | General - Exhaust Fan 4414M; EBMPast; -; 1 pc | 1 | 1 | 0 | Pcs | MFH | EDM | SPR/25/11/052 | 2025-11-28
ANO | ENG | O-16033-00 | Isolator Gloves E10330 Y 7 E4 4; 000156; Material : CSM; Shape : E10; Size : 7; Thickness (mm) : 4/1; ; ; | 1 | 1 | 0 | Pcs | MFH | cRABS | SPR/25/11/053 | 2025-11-28
ANO | ENG | O-16032-00 | Sleeves M200/90 Y 550 E4 Bt5/5 BJ;001643;Material : CSM; Shape : 200/90; Thickness (mm) : 4/10; Leng; ; ; | 1 | 1 | 0 | Pcs | MFH | cRABS | SPR/25/11/053 | 2025-11-28
ANO | ENG | O-20983-00 | Bio Safety Cabinet - Cover Timbangan Presision Balance 3x167x237, Mat. Acrylic; Custom/Lokal; -; 1 Pc | 1 | 1 | 0 | Pcs | MFH | Presicion Balance | SPR/25/11/054 | 2025-11-28
ANO | ENG | O-16033-00 | Isolator Gloves E10330 Y 7 E4 4; 000156; Material : CSM; Shape : E10; Size : 7; Thickness (mm) : 4/1; ; ; | 1 | 1 | 0 | Pcs | MFH | cRABS | SPR/25/11/054 | 2025-11-28
ANO | ENG | O-16032-00 | Sleeves M200/90 Y 550 E4 Bt5/5 BJ;001643;Material : CSM; Shape : 200/90; Thickness (mm) : 4/10; Leng; ; ; | 1 | 1 | 0 | Pcs | MFH | cRABS | SPR/25/11/054 | 2025-11-28
ROS | ENG | O-15912-00 | Fedegari FVA2/A1 - CLAMP DN34-DN35 (MICROCASTED); Code : GM100094; ; ; | 1 | 1 | 0 | Pcs | MFH | Autoclave | SPR/25/11/055 | 2025-11-28
ROS | ENG | O-16731-00 | Autoclave Fedegari FVA2/A1 NB2963AT - KIT Ricambi Valv. DN10 ON-OFF FEDEGARI ASIA PTE LTD P/N : KK000301 pc | 1 | 1 | 0 | Pcs | MFH | Autoclave | SPR/25/11/055 | 2025-11-28
ROS | ENG | O-18688-00 | Autoclave Fedegari FVA2/A1 NB2963AT - DN20/DN22 CLAMP P/N: GM100067; ; ; | 2 | 2 | 0 | Pcs | MFH | Autoclave | SPR/25/11/055 | 2025-11-28
NDS | ENG | O-16033-00 | Isolator Gloves E10330 Y 7 E4 4; 000156; Material : CSM; Shape : E10; Size : 7; Thickness (mm) : 4/1; ; ; | 1 | 1 | 0 | Pcs | MFH | cRABS | SPR/25/12/001 | 2025-12-31
NDS | ENG | S-40645-00 | Cable Ties, 200 x 4.8 mm; SIGMA; CS 200L; Putih;100 pcs/pack | 1 | 1 | 0 | Pcs | MFH | cRABS | SPR/25/12/002 | 2025-12-31
NDS | ENG | O-54014-00 | STEKER 1 PHASE, BROCO | 1 | 1 | 0 | Pcs | MFH | cRABS | SPR/25/12/002 | 2025-12-31
NDS | ENG | - | 204171 Proximity Data Logic | 1 | 1 | 0 | Pcs | MFH | Capping | SPR/25/12/002 | 2025-12-31
MUN | ENG | P-10897-00 | Fitting PVC - Sock PVC 1" | 2 | 2 | 0 | Pcs | MFH | FD | SPR/25/12/003 | 2025-12-31
BDU | ENG | P-18769-00 | Mata Gerinda Potong 4" Merek WD; ; -; 20 pc | 2 | 2 | 0 | Pcs | MFH | ASRS | SPR/25/12/004 | 2025-12-31
BDU | ENG | P-52713-00 | Sensor Ammonia 0-50/500 PPM (200 PPM Standard) Type : 00-1010; ATI; ; | 1 | 1 | 0 | Pcs | MFH | - | SPR/25/12/004 | 2025-12-31
BDU | ENG | O-53211-00 | Filling VFM100 - Flow meter 40-500 NL/H (201787);INOX;Model 1900; | 1 | 1 | 0 | Pcs | MFH | - | SPR/25/12/004 | 2025-12-31
NDS | ENG | P-20129-00 | General - Hygrothermo Transducer, 907021/161-2-34-005/000, Output 4...20mA, 2 Wire, 0-100%, 0-50DegC; Jumo; JU.90.7021.050; 1 pc | 1 | 1 | 0 | Pcs | MFH | Sampling | SPR/25/12/005 | 2025-12-31
ROS | ENG | Q-10946-00 | Silicone Sealant;Silglaze;Type N10 Light Grey;pack size per pcs | 1 | 1 | 0 | Pcs | MFH | BSC | SPR/25/12/006 | 2025-12-31
INN | ENG | T-20118-00 | FILTER INSERT ASSY; Waters; P/N WAT088084 | 1 | 1 | 0 | Pcs | MFH | HPLC | SPR/25/12/007 | 2025-12-31
INN | ENG | P-14380-00 | Mechanical Seal Kit untuk Pompa Looping WFI SKID; ; c/n 9611922178; | 1 | 1 | 0 | Pcs | MFH | - | SPR/25/12/007 | 2025-12-31
INN | ENG | O-20912-00 | Capping VCM200 - Format Part 10R Uk 20x275x478; Custom/Lokal; -; 1 Pc | 1 | 1 | 0 | Pcs | MFH | - | SPR/25/12/007 | 2025-12-31
ROS | ENG | Q-60501-00 | Silicone Sealant, Silglaze, Type N10 Clear, pack size per pcs | 1 | 1 | 0 | Pcs | MFH | BSC | SPR/25/12/008 | 2025-12-31
ROS | ENG | Q-60502-00 | Silicone Sealant, Silglaze, Type N10 White, pack size per pcs | 1 | 1 | 0 | Pcs | MFH | BSC | SPR/25/12/008 | 2025-12-31
ROS | ENG | T-80109-00 | Cellotape Kertas 1 inch warna Putih | 1 | 1 | 0 | Pcs | MFH | BSC | SPR/25/12/008 | 2025-12-31
RIA | ENG | S-40645-00 | Cable Ties, 200 x 4.8 mm; SIGMA; CS 200L; Putih;100 pcs/pack | 2 | 2 | 0 | Pcs | MFH | - | SPR/25/12/009 | 2025-12-31
RIA | ENG | P-51027-00 | Isolasi Kabel SCOTCH super 33+ size: 19 mmx20x0.177 mm ( vinyl electric tape ) Black 3M | 1 | 1 | 0 | Pcs | MFH | - | SPR/25/12/009 | 2025-12-31
RIA | ENG | O-15931-00 | Double Tape 3M 1" Merah - P/N : - pc | 1 | 1 | 0 | Pcs | MFH | - | SPR/25/12/009 | 2025-12-31
RIA | ENG | P-54312-00 | General - Level Switch ERV 1/8 Inch Steris; Austar; -; 1 pc | 1 | 1 | 0 | Pcs | MFH | WFIG | SPR/25/12/010 | 2025-12-31
RIA | ENG | P-54224-00 | Lampu TL Emergency 18W; Custom; ; | 2 | 2 | 0 | Pcs | MFH | - | SPR/25/12/010 | 2025-12-31
RIA | ENG | - | Lampu LED TL | 3 | 3 | 0 | Pcs | MFH | - | SPR/25/12/010 | 2025-12-31
RIA | ENG | O-51850-00 | Power Supply 220 VAC 12 VDC, 3 Ampere; ; ; | 1 | 1 | 0 | pcs | MFH | - | SPR/25/12/011 | 2025-12-31
RIA | ENG | P-54284-00 | SCHINDLER ELEVATOR - Interphone; Schindler; -; 1 pc | 1 | 1 | 0 | pcs | MFH | - | SPR/25/12/011 | 2025-12-31
RIA | ENG | P-19955-00 | General - Flow Sensor Fitting S030 for Paddle Wheel Sensor SET08; Burkert; SET08-S030-0000-VAFF-P5-00-0-000/00-0*MP13+MP19; 1 pc | 1 | 1 | 0 | pcs | MFH | - | SPR/25/12/011 | 2025-12-31
MRN | ENG | Q-60025-00 | Kuas Eterna 1 inchi | 1 | 1 | 0 | Pcs | MFH | Building | SPR/25/12/012 | 2025-12-31
MRN | ENG | P-11404-00 | Seal Ferrule Teflon 1 1/2" | 1 | 1 | 0 | Pcs | MFH | - | SPR/25/12/012 | 2025-12-31
MRN | ENG | O-53237-00 | General - Power Base TeSys 32A; Schneider; LUB32; 1 Pc | 1 | 1 | 0 | Pcs | MFH | - | SPR/25/12/012 | 2025-12-31
SFH | ENG | P-15852-00 | AMPLAS EAGLE 500 | 6 | 6 | 0 | Pcs | MFH | - | SPR/25/12/013 | 2025-12-31
SFH | ENG | Q-10154-00 | Roller cat 230mm | 3 | 3 | 0 | Pcs | MFH | - | SPR/25/12/013 | 2025-12-31
SFH | ENG | Q-90767-00 | Cat Weathershield Day Break;Dulux;Type 40544M Day Break;pack size per 20L pail | 1 | 1 | 0 | Pcs | MFH | - | SPR/25/12/013 | 2025-12-31
MRN | ENG | P-11182-00 | Pneumatic Fitting - QS 6 / Festo | 1 | 1 | 0 | Pcs | MFH | WWTP | SPR/25/12/014 | 2025-12-31
MRN | ENG | P-11165-00 | Pneumatic Fitting - QS 1/2-12 / PN : 153010 / Festo | 1 | 1 | 0 | pcs | MFH | WWTP | SPR/25/12/014 | 2025-12-31
INN | ENG | O-16033-00 | Isolator Gloves E10330 Y 7 E4 4; 000156; Material : CSM; Shape : E10; Size : 7; Thickness (mm) : 4/1; ; ; | 1 | 1 | 0 | Pcsw | MFH | cRABS | SPR/25/12/015 | 2025-12-31
NDS | ENG | O-16033-00 | Isolator Gloves E10330 Y 7 E4 4; 000156; Material : CSM; Shape : E10; Size : 7; Thickness (mm) : 4/1; ; ; | 1 | 1 | 0 | Pcsw | MFH | Filling | SPR/25/12/016 | 2025-12-31
ANO | ENG | O-16647-00 | Washing RAR4 - Oring Silicone Merah 23x18x2.5 mm; ; ; | 10 | 10 | 0 | Pcs | MFH | Capping | SPR/25/12/017 | 2025-12-31
KFF | ENG | O-54015-00 | STOP KONTAK LUBANG 4, BROCO | 2 | 2 | 0 | Pcs | MFH | FD | SPR/25/12/018 | 2025-12-31
KFF | ENG | O-54014-00 | STEKER 1 PHASE, BROCO | 2 | 2 | 0 | Pcs | MFH | FD | SPR/25/12/018 | 2025-12-31
NDS | ENG | P-19954-00 | General - Differential Pressure Controller DHC-206 Size 2.5inch w.c.; Dwyer; -; 1 pc | 2 | 2 | 0 | Pcs | MFH | Dispensing | SPR/25/12/019 | 2025-12-31
NDS | ENG | O-14641-00 | Silicone Gasket for Ferrule dia. 1" | 1 | 1 | 0 | Pcs | MFH | Dispensing | SPR/25/12/019 | 2025-12-31
ANO | ENG | P-13389-00 | Scotch Brite 3M; ; ; | 1 | 1 | 0 | Pcs | MFH | Workshop | SPR/25/12/020 | 2025-12-31
NDS | ENG | T-12348-00 | Kabel Power CPU Cord 1,5m; ; ; | 1 | 1 | 0 | Pcs | MFH | Fleating | SPR/25/12/021 | 2025-12-31
ANO | ENG | P-54354-00 | General - UX52 Variable Speed Controller 90W; Houle; -; 1 pc | 1 | 1 | 0 | Pcs | MFH | Conveyor | SPR/25/12/022 | 2025-12-31
AAA | ENG | O-16980-00 | Freeze Dryer MBE1207 - Diaphrapm DA040E2 M4 Saunders CIPTA SOLUSI ANDALAN, PT P/N : - pc | 6 | 6 | 0 | pcs | MFH | FD | SPR/25/12/023 | 2025-12-31
AAA | ENG | O-16981-00 | Freeze Dryer MBE1207 - Diaphrapm DA025E2 M4 Saunders CIPTA SOLUSI ANDALAN, PT P/N : - pc | 10 | 10 | 0 | Pcs | MFH | FD | SPR/25/12/023 | 2025-12-31
KFF | ENG | P-50717-00 | Kabel UTP 4 pairs Cat 6 merk BELDEN | 15 | 15 | 0 | Pcs | MFH | - | SPR/25/12/024 | 2025-12-31
RIA | ENG | P-19898-00 | General - Bushing VAV dia. 24 x 26mm; Custom Agru Farma; -; 1 pc | 1 | 1 | 0 | Pcs | MFH | AHU | SPR/25/12/025 | 2025-12-31
NDS | ENG | O-16647-00 | Washing RAR4 - Oring Silicone Merah 23x18x2.5 mm; ; ; | 4 | 4 | 0 | Pcs | MFH | Capping | SPR/25/12/026 | 2025-12-31
ROS | ENG | O-16032-00 | Sleeves M200/90 Y 550 E4 Bt5/5 BJ;001643;Material : CSM; Shape : 200/90; Thickness (mm) : 4/10; Leng; ; ; | 1 | 1 | 0 | Pcs | MFH | cRABS | SPR/25/12/027 | 2025-12-31
INN | ENG | P-15852-00 | AMPLAS EAGLE 500 | 1 | 1 | 0 | Pcs | MFH | MS30 | SPR/25/12/028 | 2025-12-31
NDS | ENG | T-20135-00 | Sleeves Thickness(mm): 3/10 Length(mm) : 500 Dia.(mm) : 293,00 Plan Reference : FP no 42-PVC 0,3 TA; Piercan; M293/90 PVCTR E3 500; | 1 | 1 | 0 | pcs | MFH | Isolator SKAN | SPR/25/12/029 | 2025-12-31
ROS | ENG | S-46129-00 | Plastik Wrap Roll, Size 50 x 200 cm x 17 micron | 1 | 1 | 0 | Pcs | MFH | FD | SPR/25/12/030 | 2025-12-31
SFH | ENG | P-51559-00 | Lampu T5 14watt Putih; Phillips; ; | 4 | 4 | 0 | Pcs | MFH | Building | SPR/25/12/031 | 2025-12-31
SFH | ENG | P-51560-00 | Lampu T5 28watt Putih; Phillips; ; | 5 | 5 | 0 | Pcs | MFH | Building | SPR/25/12/031 | 2025-12-31
KFF | ENG | Q-60340-00 | Cat Semprot Chrome Stainless 360ml; No Brand; ; can | 1 | 1 | 0 | Pcs | MFH | - | SPR/25/12/032 | 2025-12-31
ANO | ENG | P-10945-00 | General - Seal Tape 1 Inch 10 M; Onda; ST 02; 1 pcs | 2 | 2 | 0 | Pcs | MFH | BSC | SPR/25/12/033 | 2025-12-31
ANO | ENG | P-14245-00 | General - Shut off valve HE-2-QS-8; FESTO; P/N : 153468; 1 Pc | 2 | 2 | 0 | Pcs | MFH | BSC | SPR/25/12/033 | 2025-12-31
ANO | ENG | O-18165-00 | Water Spray Gun (1/4") SG-1-01; PARKER; ; | 1 | 1 | 0 | Pcs | MFH | BSC | SPR/25/12/033 | 2025-12-31
INN | ENG | O-53449-00 | Seidenader MS30 - Backlight LED Std.140x110, white, narrow edge; -; 95-220132-10; 1 Pc | 1 | 1 | 0 | Pcs | MFH | MS30 | SPR/25/12/034 | 2025-12-31
INN | ENG | O-53447-00 | Seidenader MS30 - Backlight LED Std.110x140, white, narrow edge; -; 95-220131-00; 1 Pc | 1 | 1 | 0 | Pcs | MFH | MS30 | SPR/25/12/034 | 2025-12-31
MFH | ENG | Q-10128-00 | Thinner Super End/Impala | 5 | 5 | 0 | Pcs | MFH | - | SPR/25/12/035 | 2025-12-31
MFH | ENG | Q-60025-00 | Kuas Eterna 1 inchi | 2 | 2 | 0 | Pcs | MFH | - | SPR/25/12/035 | 2025-12-31
MFH | ENG | Q-10153-00 | Roller cat 110mm | 3 | 3 | 0 | Pcs | MFH | - | SPR/25/12/035 | 2025-12-31
INI | QAS | P-14245-00 | General - Shut off valve HE-2-QS-8; FESTO; P/N : 153468; 1 Pc | 1 | 1 | 0 | Pcs | MFH | Autoclave | SPR/25/12/036 | 2025-12-31
INI | QAS | P-11185-00 | General - Push-in Connector, QS-8-6; Festo; 153038; 1 pcs | 1 | 1 | 0 | Pcs | MFH | Autoclave | SPR/25/12/036 | 2025-12-31
RIA | ENG | P-50717-00 | Kabel UTP 4 pairs Cat 6 merk BELDEN | 50 | 50 | 0 | Meter | MFH | - | SPR/25/12/037 | 2025-12-31
ROS | ENG | O-16647-00 | Washing RAR4 - Oring Silicone Merah 23x18x2.5 mm; ; ; | 10 | 10 | 0 | Pcs | MFH | Capping | SPR/25/12/038 | 2025-12-31
ROS | ENG | O-51698-00 | OMRON - Relay MY4Z 24VDC; ; ; | 2 | 2 | 0 | Pcs | MFH | Mixing | SPR/25/12/039 | 2025-12-31
MRN | ENG | P-12258-00 | FESTO - Push In Connector QS-10-10 | 1 | 1 | 0 | Pcs | MFH | Washing | SPR/25/12/040 | 2025-12-31
MRN | ENG | P-11182-00 | Pneumatic Fitting - QS 6 / Festo | 1 | 1 | 0 | Pcs | MFH | Washing | SPR/25/12/040 | 2025-12-31
MRN | ENG | P-13641-00 | Filter SO 5 micron 30 inch O-ring 222 Bayonet; ; ; | 5 | 5 | 0 | Pcs | MFH | PWG | SPR/25/12/041 | 2025-12-31
NDS | ENG | O-51698-00 | OMRON - Relay MY4Z 24VDC; ; ; | 2 | 2 | 0 | Pcs | MFH | Mixing | SPR/25/12/042 | 2025-12-31
NDS | ENG | P-15351-00 | FESTO - Plastic tubing PUN-10x1,5-BL (Blue) p/n 159668; ; ; | 2 | 2 | 0 | Pcs | MFH | Mixing | SPR/25/12/042 | 2025-12-31
BDU | ENG | P-13383-00 | Silicone Sealant High Temp Red; ; ; | 1 | 1 | 0 | Pcs | MFH | WFI SKID | SPR/25/12/043 | 2025-12-31
BDU | ENG | P-20258-00 | PW SKID - Seal Mainhole Tank; Custom Bentala; -; 1 pc | 1 | 1 | 0 | Pcs | MFH | PW SKID | SPR/25/12/043 | 2025-12-31
ROS | ENG | P-18769-00 | Mata Gerinda Potong 4" Merek WD; ; -; 20 pc | 4 | 4 | 0 | Pcs | MFH | Workshop | SPR/25/12/044 | 2025-12-31
NDS | ENG | O-15914-00 | Fedegari FVA2/A1 - O-RING 34.52x3.53; Code : CC150171; ; ; | 1 | 1 | 0 | Pcs | MFH | Autoclave | SPR/25/12/045 | 2025-12-31
NDS | ENG | O-20475-00 | Freeze Dryer MBE1207 - Oring Silicone 5x39x49 mm LPRV; Custom/Lokal; -; 1 pc | 2 | 2 | 0 | Pcs | MFH | FD | SPR/25/12/045 | 2025-12-31
SFH | ENG | Q-10517-00 | Scraper / Kape Besi; ; ; | 1 | 1 | 0 | pcs | MFH | Building | SPR/25/12/046 | 2025-12-31
SFH | ENG | Q-12047-00 | Kape PVC / Scraper / Skrap PVC Ukuran 5 Inch;; Lokal; ; pc | 1 | 1 | 0 | pcs | MFH | Building | SPR/25/12/046 | 2025-12-31
SFH | ENG | S-13310-00 | Rubbing Compound Mobil; Ivory; ; pack size 1 kg per kaleng | 1 | 1 | 0 | pcs | MFH | Building | SPR/25/12/046 | 2025-12-31
RIA | ENG | P-15834-00 | SMC - Pressure Filter Regulator Auto Drain AW40-40DG-A; ; ; | 1 | 1 | 0 | Pcs | MFH | N2 | SPR/25/12/047 | 2025-12-31
RIA | ENG | P-20258-00 | PW SKID - Seal Mainhole Tank; Custom Bentala; -; 1 pc | 1 | 1 | 0 | Pcs | MFH | PW SKID | SPR/25/12/047 | 2025-12-31
RIA | ENG | O-13521-00 | General - Gasket 1 1/2", EPDM; No Brand; -; 1 pcs | 1 | 1 | 0 | Pcs | MFH | WFi SKID | SPR/25/12/047 | 2025-12-31
ROS | ENG | O-19901-00 | Freeze Dryer MBE1207 - New Seat Valve Dia 36x22x7; Custom; ; | 2 | 2 | 0 | pcs | MFH | FD IMA | SPR/25/12/048 | 2025-12-31
MRN | ENG | P-13707-00 | Gasket Flange DN50; ; ; | 1 | 1 | 0 | Pcs | MFH | - | SPR/25/12/049 | 2025-12-31
KFF | ENG | S-40645-00 | Cable Ties, 200 x 4.8 mm; SIGMA; CS 200L; Putih;100 pcs/pack | 1 | 1 | 0 | Pcs | MFH | FD | SPR/25/12/050 | 2025-12-31
APN | ENG | P-13389-00 | Scotch Brite 3M; ; ; | 10 | 10 | 0 | Pcs | MFH | Filling | SPR/25/12/051 | 2025-12-31
BDU | ENG | O-11287-00 | F200 - Pall Filter p/n KA3PFRP1 | 1 | 1 | 0 | Pcs | MFH | - | SPR/25/12/052 | 2025-12-31
BDU | ENG | P-16972-00 | Vent Filter HE Press 6.5 bar, temp. 40C ; Brand : NOVASIP ( PALL ) ; P/N : C3PFRPI , IT09556493 ; Pack Size : pcs | 1 | 1 | 0 | Pcs | MFH | - | SPR/25/12/052 | 2025-12-31
BDU | ENG | Q-12060-00 | Polyurethane (PU) Foam Sealent Spray; No Brand; LX-100; pack size 750 ml per botol | 1 | 1 | 0 | Pcs | MFH | Chiller | SPR/25/12/052 | 2025-12-31
BDU | ENG | O-17836-00 | Manual Actuator | 1 | 1 | 0 | Pcs | MFH | IPC | SPR/25/12/053 | 2025-12-31
BDU | ENG | P-17390-00 | PALL - AB1PFR7PVH4, 0.2 um; ; ; | 1 | 1 | 0 | Pcs | MFH | - | SPR/25/12/053 | 2025-12-31
BDU | ENG | O-12868-00 | Emflon PFR Membrane Filter Cartridges 0.2 um PALL P/N : AB05 PFR2 PVH4 pc | 1 | 1 | 0 | Pcs | MFH | - | SPR/25/12/053 | 2025-12-31
SFH | ENG | T-80109-00 | Cellotape Kertas 1 inch warna Putih | 10 | 10 | 0 | Pcs | MFH | Building | SPR/25/12/054 | 2025-12-31
SFH | ENG | Q-60502-00 | Silicone Sealant, Silglaze, Type N10 White, pack size per pcs | 1 | 1 | 0 | Pcs | MFH | Building | SPR/25/12/054 | 2025-12-31
PHL | ENG | O-15931-00 | Double Tape 3M 1" Merah - P/N : - pc | 1 | 1 | 0 | Pcs | MFH | - | SPR/25/12/055 | 2025-12-31
KFF | ENG | P-10945-00 | General - Seal Tape 1 Inch 10 M; Onda; ST 02; 1 pcs | 2 | 2 | 0 | Pcs | MFH | FD | SPR/25/12/056 | 2025-12-31
KFF | ENG | P-11422-00 | Selang Festo Pun-H-10x1.5 / Blue NR : 197386 | 1 | 1 | 0 | Pcs | MFH | FD | SPR/25/12/056 | 2025-12-31
KFF | ENG | P-12258-00 | FESTO - Push In Connector QS-10-10 | 1 | 1 | 0 | Pcs | MFH | FD | SPR/25/12/056 | 2025-12-31
EPO | ENG | P-12287-00 | FESTO - QS-3/8-8 Push-In fitting p/n 153006 | 1 | 1 | 0 | Pcs | MFH | - | SPR/25/12/057 | 2025-12-31
EPO | ENG | P-11185-00 | General - Push-in Connector, QS-8-6; Festo; 153038; 1 pcs | 1 | 1 | 0 | Pcs | MFH | - | SPR/25/12/057 | 2025-12-31
OMA | ENG | T-20129-00 | Deuterium Lamp L6380 80V; Shimadzu; c/n 062-65055-05; 1 pc | 1 | 1 | 0 | Pcs | MFH | Spectro | SPR/25/12/058 | 2025-12-31
OMA | ENG | T-20381-00 | Halogen Lamp NA55917 12V; Shimadzu; Part No. 062-65005; 1 | 1 | 1 | 0 | Pcs | MFH | Spectro | SPR/25/12/058 | 2025-12-31
HMA | QAS | O-17313-00 | Breathing Circuit Filter PALL P/N : BB50T pc | 2 | 2 | 0 | Pcs | MFH | - | SPR/25/12/059 | 2025-12-31
APN | PRO | P-19693-00 | General - Lem Adhesive; Superlon; -; 1kg/can | 1 | 1 | 0 | Pcs | MFH | FD | SPR/25/12/060 | 2025-12-31
MOB | ENG | P-53298-00 | General - Solenoid Valve DP-10; Yoshitake; -; 1 pc | 1 | 1 | 0 | Pcs | MFH | WWTP | SPR/25/12/061 | 2025-12-31
NDS | ENG | O-19848-00 | Pneumatic ball valve_1 inch weldedWORCESTEREDF50-00196 | 1 | 1 | 0 | Pcs | MFH | FD | SPR/25/12/062 | 2025-12-31
NDS | ENG | O-20751-00 | Marchesini MA155 - Roller Gripper Cartoning Uk. 13x6x6mm; Custom/Lokal; -; 1 Pc | 6 | 6 | 0 | Pcs | MFH | Cartonning | SPR/25/12/062 | 2025-12-31
NDS | ENG | - | Belt Sealer | 1 | 1 | 0 | Pcs | MFH | Carton Sealer | SPR/25/12/062 | 2025-12-31
INN | ENG | P-15834-00 | SMC - Pressure Filter Regulator Auto Drain AW40-40DG-A; ; ; | 1 | 1 | 0 | Pcs | MFH | FD | SPR/25/12/063 | 2025-12-31
INN | ENG | P-11182-00 | Pneumatic Fitting - QS 6 / Festo | 1 | 1 | 0 | Pcs | MFH | FD | SPR/25/12/063 | 2025-12-31
BDU | ENG | P-50099-00 | General - MCB IC6ON 1P 10A; Schneider; -; 1 pcs | 1 | 1 | 0 | Pcs | MFH | Lab | SPR/25/12/064 | 2025-12-31
BDU | ENG | P-20188-00 | General - Solenoid 2 Way; EMC; 2V025-08; 1 pc | 2 | 2 | 0 | Pcs | MFH | Lab | SPR/25/12/064 | 2025-12-31
BDU | ENG | - | Din Rail | 1 | 1 | 0 | Pcs | MFH | Lab | SPR/25/12/064 | 2025-12-31
INN | ENG | P-11185-00 | General - Push-in Connector, QS-8-6; Festo; 153038; 1 pcs | 2 | 2 | 0 | Pcs | MFH | FD | SPR/25/12/065 | 2025-12-31
NDS | ENG | O-53033-00 | Saklar Switch Lampu ZN On Off Kaki 4 Kaki Pin 15-20ALokal | 3 | 3 | 0 | Pcs | MFH | - | SPR/25/12/066 | 2025-12-31
INN | ENG | P-50717-00 | Kabel UTP 4 pairs Cat 6 merk BELDEN | 1 | 1 | 0 | Roll | MFH | FD | SPR/25/12/067 | 2025-12-31
INN | ENG | P-11428-00 | Selang Festo Pun-H-6x1 Blue | 1 | 1 | 0 | Roll | MFH | FD | SPR/25/12/067 | 2025-12-31
ROS | ENG | O-16647-00 | Washing RAR4 - Oring Silicone Merah 23x18x2.5 mm; ; ; | 10 | 10 | 0 | Pcs | MFH | Capping | SPR/25/12/068 | 2025-12-31
ROS | ENG | P-52110-00 | CAPACITOR 5 uF, 500 V, 50/60 Hz; ; ; | 1 | 1 | 0 | Pcs | MFH | WIHC | SPR/25/12/068 | 2025-12-31
ROS | ENG | P-51027-00 | Isolasi Kabel SCOTCH super 33+ size: 19 mmx20x0.177 mm ( vinyl electric tape ) Black 3M | 1 | 1 | 0 | Pcs | MFH | WIHC | SPR/25/12/068 | 2025-12-31
ROS | ENG | O-20289-00 | Capping Machine - LACI PART & TUTUP SAMPING LEMARI (Plat SS304 Uk. 0.8 dan 1.2); Custom/Lokal; -; 1 Unit | 1 | 1 | 0 | Pcs | MFH | Capping | SPR/25/12/069 | 2025-12-31
RIA | ENG | P-51889-00 | Autonics - Power Supply SPA-050-24VDC; ; ; | 1 | 1 | 0 | Pcs | MFH | - | SPR/25/12/070 | 2025-12-31
RIA | ENG | O-54014-00 | STEKER 1 PHASE, BROCO | 1 | 1 | 0 | Pcs | MFH | - | SPR/25/12/070 | 2025-12-31
MRN | ENG | P-11169-00 | General - Push-in Fitting, QS-1/4-6; Festo; 153003; 1 pcs | 1 | 1 | 0 | Pcs | MFH | Lab | SPR/25/12/071 | 2025-12-31
MRN | ENG | P-14245-00 | General - Shut off valve HE-2-QS-8; FESTO; P/N : 153468; 1 Pc | 1 | 1 | 0 | Pcs | MFH | Lab | SPR/25/12/071 | 2025-12-31
MRN | ENG | P-11185-00 | General - Push-in Connector, QS-8-6; Festo; 153038; 1 pcs | 1 | 1 | 0 | Pcs | MFH | Lab | SPR/25/12/071 | 2025-12-31
RIA | ENG | P-51793-00 | Junction Box 20x30x15 cm | 1 | 1 | 0 | pcs | MFH | - | SPR/25/12/072 | 2025-12-31
RIA | ENG | P-15862-00 | PAPER RECORD YOKOGAWA; FOLDING CHART B9565AW | 2 | 2 | 0 | Pcs | MFH | PW WFI | SPR/25/12/073 | 2025-12-31
RIA | ENG | O-50863-00 | Relay/MY4N/220-240 VAC Omron; ; ; | 2 | 2 | 0 | Pcs | MFH | - | SPR/25/12/073 | 2025-12-31
RIA | ENG | P-54334-00 | General - Socket Relay PYFZ-14-E; Omron; -; 1 pc | 2 | 2 | 0 | Pcs | MFH | - | SPR/25/12/073 | 2025-12-31
RIA | ENG | P-51299-00 | Terminal plastik dia 6 mm | 10 | 10 | 0 | Pcs | MFH | - | SPR/25/12/073 | 2025-12-31
ROS | ENG | O-15914-00 | Fedegari FVA2/A1 - O-RING 34.52x3.53; Code : CC150171; ; ; | 4 | 4 | 0 | Pcs | MFH | Autoclave | SPR/25/12/074 | 2025-12-31
ROS | ENG | O-16647-00 | Washing RAR4 - Oring Silicone Merah 23x18x2.5 mm; ; ; | 10 | 10 | 0 | Pcs | MFH | Capping | SPR/25/12/074 | 2025-12-31
MFH | ENG | P-19542-00 | General - Regulator Gas Helium, 96-15M-He; Morris; -; 1 pc | 1 | 1 | 0 | Pcs | MFH | - | SPR/25/12/075 | 2025-12-31
MFH | ENG | O-19783-00 | Washing RAV4 - Strainer Drain Recycle Tank Uk 32 x 30 Material SUS 304; Custom; ; | 1 | 1 | 0 | Pcs | MFH | - | SPR/25/12/075 | 2025-12-31
MFH | ENG | O-19343-00 | HEPA filter minipleat, size: 915x762x69 Class (EN 1822) : H14 - 99,995% MPPS; ; ; | 1 | 1 | 0 | Pcs | MFH | - | SPR/25/12/075 | 2025-12-31
MFH | ENG | P-17062-00 | Element Filter for N2 ; Brand : NEXUS ; P/N : NXE-90-Z ; Pack Size : pcs | 1 | 1 | 0 | Pcs | MFH | - | SPR/25/12/076 | 2025-12-31
MFH | ENG | P-15817-00 | Gasket Teflon Lembaran, Tebal 5mm, uk.1000x1000mm; ; ; | 1 | 1 | 0 | Pcs | MFH | - | SPR/25/12/076 | 2025-12-31
MFH | ENG | P-12830-00 | Sodium metabisulfit | 1 | 1 | 0 | Pcs | MFH | - | SPR/25/12/076 | 2025-12-31
MFH | ENG | O-20299-00 | Mixing Tank - Tatakan Sampling Duran 100 57 x 101,6 x 155 mm Custom/Lokal - | 1 | 1 | 0 | Pcs | MFH | - | SPR/25/12/077 | 2025-12-31
MFH | ENG | O-20292-00 | Strainer Machine - Strainer Crabs CR4 Capping 18X20 mm Custom/Lokal | 1 | 1 | 0 | Pcs | MFH | - | SPR/25/12/077 | 2025-12-31
MFH | ENG | O-20093-00 | Washing RAR4 - Dudukan Selang WFI Washing 20x45x35; Custom/Lokal; ; 1 Pc | 1 | 1 | 0 | Pcs | MFH | - | SPR/25/12/077 | 2025-12-31
MFH | ENG | O-20300-00 | Mixing Tank - Tatakan Sampling Duran 200 70 x 110 x 40 mm Custom/Lokal - | 1 | 1 | 0 | Pcs | MFH | - | SPR/25/12/078 | 2025-12-31
MFH | ENG | P-53170-00 | Ballast Electronic EB-C 128 TL5, 1x28W; Phillips; ; | 1 | 1 | 0 | Pcs | MFH | - | SPR/25/12/078 | 2025-12-31
MFH | ENG | O-51850-00 | Power Supply 220 VAC 12 VDC, 3 Ampere; ; ; | 1 | 1 | 0 | Pcs | MFH | - | SPR/25/12/078 | 2025-12-31
MFH | ENG | P-53294-00 | General - Vertical Float Level Switch VSP-3FJ-S2-L1000-FPP45-CU1; Wingel; -; 1 unit | 2 | 2 | 0 | Pcs | MFH | - | SPR/25/12/079 | 2025-12-31
MFH | ENG | P-15834-00 | SMC - Pressure Filter Regulator Auto Drain AW40-40DG-A; ; ; | 1 | 1 | 0 | Pcs | MFH | - | SPR/25/12/079 | 2025-12-31
MFH | ENG | P-52009-00 | Limit Switch;; Omron; Part No. D4MC-1000; 1 pc/pack | 3 | 3 | 0 | Pcs | MFH | - | SPR/25/12/079 | 2025-12-31
MFH | ENG | P-10874-00 | General - Vlok Sok/Reducer PVC AW 1" x 1/2"; Rucika; -; 1 pcs | 4 | 4 | 0 | Pcs | MFH | - | SPR/25/12/080 | 2025-12-31
MFH | ENG | O-16033-00 | Isolator Gloves E10330 Y 7 E4 4; 000156; Material : CSM; Shape : E10; Size : 7; Thickness (mm) : 4/1; ; ; | 2 | 2 | 0 | Pcs | MFH | - | SPR/25/12/080 | 2025-12-31
MFH | ENG | O-18870-00 | Oring Silicone Merah 18.4x13x2.7 mm; ; ; | 20 | 20 | 0 | Pcs | MFH | - | SPR/25/12/080 | 2025-12-31
MFH | ENG | Q-10128-00 | Thinner Super End/Impala | 17 | 17 | 0 | Pcs | MFH | - | SPR/25/12/081 | 2025-12-31
MFH | ENG | P-17645-00 | Sodium Hiphoclorite; ; ; ltr | 565 | 565 | 0 | Pcs | MFH | - | SPR/25/12/081 | 2025-12-31
ROS | ENG | P-11182-00 | Pneumatic Fitting - QS 6 / Festo | 3 | 3 | 0 | Pcs | MFH | Mixing | SPR/25/12/082 | 2025-12-31
ROS | ENG | O-21007-00 | Filling VFM100 - Handle Manual Valve Hexagon 60x27; Custom/Lokal; -; 1 Pc | 1 | 1 | 0 | Pcs | MFH | - | SPR/25/12/082 | 2025-12-31
BDU | ENG | P-14455-00 | General - Filter IAF MBV Series (Medium Filter), efficiency : 80-85 %, Size: 24 x 24 x 12 inch; IAF; -; 1 pcs | 2 | 2 | 0 | Pcs | MFH | AHU | SPR/25/12/083 | 2025-12-31
BDU | ENG | P-14456-00 | General - Filter IAF MBV Series (Medium Filter), efficiency : 80-85 %, Size: 12 x 24 x 12 inch; IAF; -; 1 pcs | 2 | 2 | 0 | Pcs | MFH | AHU | SPR/25/12/083 | 2025-12-31
MRN | ENG | P-50430-00 | Pilot Lamps / Red / 24 VDC / AD22-221DSI / AXLE | 3 | 3 | 0 | Pcs | MFH | Lab | SPR/25/12/084 | 2025-12-31
MRN | ENG | P-11169-00 | General - Push-in Fitting, QS-1/4-6; Festo; 153003; 1 pcs | 3 | 3 | 0 | Pcs | MFH | Lab | SPR/25/12/084 | 2025-12-31
MRN | ENG | P-51793-00 | Junction Box 20x30x15 cm; ; ; | 1 | 1 | 0 | Pcs | MFH | Lab | SPR/25/12/084 | 2025-12-31
MFH | ENG | P-19987-00 | General - Trolley Helium Leak Detector Uk. 600 x 750 x 800cm; Custom Agru Farma; -; 1 pc | 1 | 1 | 0 | Pcs | MFH | - | SPR/25/12/085 | 2025-12-31
MFH | ENG | O-20911-00 | Capping VCM200 - Format Part 6R Uk 15x275x478; Custom/Lokal; -; 1 Pc | 1 | 1 | 0 | Pcs | MFH | - | SPR/25/12/085 | 2025-12-31
MFH | ENG | P-19844-00 | General - Drain Pan WIHC; Custom Agru Farma; -; 1 pc | 1 | 1 | 0 | Pcs | MFH | - | SPR/25/12/085 | 2025-12-31
MFH | ENG | P-17034-00 | O-ring Gasket packet for 1/2" BTM7 Thermostatic Steam Trap; ; ; | 1 | 1 | 0 | Pcs | MFH | - | SPR/25/12/086 | 2025-12-31
MFH | ENG | P-54225-00 | General - Face Plate HDMI to VGA Skrup; AMP; -; 1 pc | 1 | 1 | 0 | Pcs | MFH | - | SPR/25/12/086 | 2025-12-31
MFH | ENG | Q-10154-00 | Kuas Cat Roller uk. 230 mm;No Brand;;pack size per set | 2 | 2 | 0 | Pcs | MFH | - | SPR/25/12/086 | 2025-12-31
MFH | ENG | O-14640-00 | General - Silicone Gasket for Ferrule dia. 3/4"; -; -; 1 Pc | 2 | 2 | 0 | Pcs | MFH | - | SPR/25/12/087 | 2025-12-31
MFH | ENG | P-11185-00 | General - Push-in Connector, QS-8-6; Festo; 153038; 1 pcs | 3 | 3 | 0 | Pcs | MFH | - | SPR/25/12/087 | 2025-12-31
MFH | ENG | P-10945-00 | General - Seal Tape 1inch; ONDA; -; 1 Pcs | 3 | 3 | 0 | Pcs | MFH | - | SPR/25/12/087 | 2025-12-31
MFH | ENG | O-14641-00 | General - Silicone Gasket for Ferrule dia. 1"; -; -; 1 Pc | 4 | 4 | 0 | Pcs | MFH | - | SPR/25/12/088 | 2025-12-31
MFH | ENG | P-12471-00 | General - Lem silicone; Elastosil; E41; 90gram/tube | 5 | 5 | 0 | Pcs | MFH | - | SPR/25/12/088 | 2025-12-31
MFH | ENG | Q-10249-00 | Lem;Power Glue;;pack size per pcs | 5 | 5 | 0 | Pcs | MFH | - | SPR/25/12/088 | 2025-12-31
MFH | ENG | O-14644-00 | General - Silicone Gasket for Ferrule dia. 4"; -; -; 1 Pc | 7 | 7 | 0 | Pcs | MFH | - | SPR/25/12/089 | 2025-12-31
MFH | ENG | P-15851-00 | General - Ampelas P100; EAGLE; -; 1 pcs | 8 | 8 | 0 | Pcs | MFH | - | SPR/25/12/089 | 2025-12-31
MFH | ENG | P-11391-00 | General - Seal Ferrule EPDM 1.5inch; No Brand; -; 1 pcs | 9 | 9 | 0 | Pcs | MFH | - | SPR/25/12/089 | 2025-12-31
MFH | ENG | O-18961-00 | Capping VCM201 - Blade; Custom/Lokal; -; 1 Pc | 10 | 10 | 0 | Pcs | MFH | - | SPR/25/12/090 | 2025-12-31
MFH | ENG | O-19861-00 | General - Cam Follower KR16-PP-A; INA; -; 1 pcs | 10 | 10 | 0 | Pcs | MFH | - | SPR/25/12/090 | 2025-12-31
MFH | ENG | P-12077-00 | General - Clamp Selang, SS 1 1/4"; Tridon; -; 1 pcs | 10 | 10 | 0 | Pcs | MFH | - | SPR/25/12/090 | 2025-12-31
MFH | ENG | P-12765-00 | General - Silicone Gasket for Ferrule dia. 2inch; Custom; -; 1 pcs | 19 | 19 | 0 | Pcs | MFH | - | SPR/25/12/091 | 2025-12-31
MFH | ENG | P-12764-00 | General - Silicone Gasket for Ferrule dia. 1/2inch; Custom; -; 1 pcs | 34 | 34 | 0 | Pcs | MFH | - | SPR/25/12/091 | 2025-12-31
AAA | ENG | O-20298-00 | Marchesini Ma155 - Belt Conveyor PU UOUO 1120 x 75 x 1.1 mmE Custom/Lokal - | 1 | 1 | 0 | Pcs | MFH | Cartonning | SPR/25/12/092 | 2025-12-31
AAA | ENG | P-13389-00 | Scotch Brite 3M; ; ; | 1 | 1 | 0 | Pcs | MFH | Cartonning | SPR/25/12/092 | 2025-12-31
SFH | ENG | Q-12060-00 | Polyurethane (PU) Foam Sealent Spray; No Brand; LX-100; pack size 750 ml per botol | 21 | 20 | 0 | Pcs | MFH | Building | SPR/25/12/093 | 2025-12-31
SFH | ENG | Q-60502-00 | Silicone Sealant, Silglaze, Type N10 White, pack size per pcs | 4 | 4 | 0 | Pcs | MFH | Building | SPR/25/12/093 | 2025-12-31
SFH | ENG | Q-10207-00 | Keramik Roman Warna Putih 40 x 40 cm;Roman;CN: 447106;pack size per pack | 8 | 11 | 0 | Pcs | MFH | Building | SPR/25/12/093 | 2025-12-31
MFH | ENG | P-51559-00 | Lampu T5 14watt Putih; Phillips; ; | 4 | 4 | 0 | Pcs | MFH | Building | SPR/25/12/094 | 2025-12-31
MFH | ENG | O-18446-00 | General - Silicone Guide Infeed; Custom/Lokal; -; 1 Pc | 1 | 1 | 0 | Pcs | MFH | - | SPR/25/12/095 | 2025-12-31
MFH | ENG | O-18447-00 | General - Silicone Guide Outfeed; Custom/Lokal; -; 1 Pc | 1 | 1 | 0 | Pcs | MFH | - | SPR/25/12/095 | 2025-12-31
MFH | ENG | O-14616-00 | Black arm system for Rotating pincer pneumatic cylinder SINAR MUTIARA CAKRABUANA, PT C/N : 33661 pc | 1 | 1 | 0 | Pcs | MFH | - | SPR/25/12/095 | 2025-12-31
MFH | ENG | P-14516-00 | Filter IAF HB Series (Hepa Filter) H14, Min eff: 99,999 %, on 0.3 micron, Size: 610 x 1220 x 93 mm; IAF; ; 1 pc | 1 | 1 | 0 | Pcs | MFH | - | SPR/25/12/096 | 2025-12-31
MFH | ENG | P-19826-00 | General - Tutup Lubang Transfer Isolator OSD 110 x 45mm; Agru Farma; Custom; 1 pc | 1 | 1 | 0 | Pcs | MFH | - | SPR/25/12/096 | 2025-12-31
MFH | ENG | O-19345-00 | General - Minipleat filters panel F781, size: 610x305x292 Class (EN 1822) : H14 - 99,995% MPPS; Hencolin; -; 1 Pc | 1 | 1 | 0 | Pcs | MFH | - | SPR/25/12/096 | 2025-12-31
ANO | ENG | O-51827-00 | Autoclave Fedegari FVA/A1 - RTD (Resistance thermometer device) PT100 Code PM600114; ; ; | 1 | 1 | 0 | Pcs | MFH | Autoclave | SPR/25/12/097 | 2025-12-31
ANO | ENG | O-51920-00 | Temperature sensor PT100, 4 wire, class AA, Duplex, c/w 10m silicon cable Radix RAC241-D-10-PN; ; ; | 1 | 1 | 0 | Pcs | MFH | Autoclave | SPR/25/12/097 | 2025-12-31
ANO | ENG | P-19819-00 | General - Drain Pan Humidity Chamber SS304; Custom; -; 1 unit | 1 | 1 | 0 | Pcs | MFH | WIHC | SPR/25/12/097 | 2025-12-31
MOB | ENG | P-53050-00 | General - Pompa Magnetik 150W 1 phase; Sanso; PMD 1564; 1 Unit | 1 | 1 | 0 | Unit | MFH | - | SPR/25/12/098 | 2025-12-31
MOB | ENG | P-52228-00 | Inline Fan 6" CDI-150 CKE; ; ; | 1 | 1 | 0 | Pcs | MFH | - | SPR/25/12/098 | 2025-12-31
MOB | ENG | P-52228-00 | General - Regulator Gas Hydrogen; Harris; 25GX-15-H2; 1 pcs | 1 | 1 | 0 | Pcs | MFH | - | SPR/25/12/098 | 2025-12-31
AAA | ENG | P-51889-00 | Autonics - Power Supply SPA-050-24VDC; ; ; | 1 | 1 | 0 | Pcs | MFH | WIHC | SPR/26/01/001 | 2026-01-08
ANO | ENG | P-54348-00 | General - Exhaust Fan 4414M; EBMPast; -; 1 pc | 1 | 1 | 0 | Pcs | MFH | - | SPR/26/01/002 | 2026-01-08
ANO | ENG | Q-60107-00 | Hardener / Obat dempul sanpolac; ; ; pack size per tube | 1 | 1 | 0 | Pcs | MFH | Building | SPR/26/01/003 | 2026-01-08
ANO | ENG | P-15852-00 | AMPLAS EAGLE 500 | 1 | 1 | 0 | Pcs | MFH | Building | SPR/26/01/003 | 2026-01-08
ANO | ENG | P-15851-00 | AMPLAS EAGLE 100 | 1 | 1 | 0 | Pcs | MFH | Building | SPR/26/01/003 | 2026-01-08
KFF | ENG | P-13389-00 | Scotch Brite 3M; ; ; | 1 | 1 | 0 | Pcs | MFH | - | SPR/26/01/004 | 2026-01-08
KFF | ENG | Q-12047-00 | Kape PVC / Scraper / Skrap PVC Ukuran 5 Inch;; Lokal; ; pc | 1 | 1 | 0 | Pcs | MFH | - | SPR/26/01/004 | 2026-01-08
ROS | ENG | Q-10128-00 | Thinner Super End/Impala | 1 | 1 | 0 | Pcs | MFH | Building | SPR/26/01/005 | 2026-01-08
SFH | ENG | Q-10752-00 | Cat Duragloss Silver Metallic;Propan;Type 9115 Silver Metallic;pack size per can | 12 | 12 | 0 | Pcs | MFH | Building | SPR/26/01/006 | 2026-01-08
SFH | ENG | P-13389-00 | Scotch Brite 3M; ; ; | 10 | 10 | 0 | Pcs | MFH | Building | SPR/26/01/006 | 2026-01-08
SFH | ENG | Q-60502-00 | Silicone Sealant, Silglaze, Type N10 White, pack size per pcs | 2 | 2 | 0 | Pcs | MFH | Building | SPR/26/01/006 | 2026-01-08
KFF | ENG | O-15931-00 | Double Tape 3M 1" Merah - P/N : - pc | 2 | 2 | 0 | Pcs | MFH | - | SPR/26/01/007 | 2026-01-08
ROS | ENG | P-15851-00 | AMPLAS EAGLE 100 | 1 | 1 | 0 | Pcs | MFH | OSD | SPR/26/01/008 | 2026-01-08
ROS | ENG | P-13389-00 | Scotch Brite 3M; ; ; | 1 | 1 | 0 | Pcs | MFH | OSD | SPR/26/01/008 | 2026-01-08
ROS | ENG | Q-10154-00 | Roller cat 230mm | 1 | 1 | 0 | Pcs | MFH | Building | SPR/26/01/009 | 2026-01-08
ROS | ENG | Q-60025-00 | Kuas Eterna 1 | 1 | 1 | 0 | Pcs | MFH | Building | SPR/26/01/009 | 2026-01-08
ROS | ENG | T-80109-00 | Cellotape / Lakban Kertas 1 inch warna Putih | 2 | 2 | 0 | Pcs | MFH | Building | SPR/26/01/009 | 2026-01-08
ANO | ENG | Q-10249-00 | Lem Power Glue; ; ; | 1 | 1 | 0 | Pcs | MFH | BSC | SPR/26/01/010 | 2026-01-08
ROS | ENG | T-80043-00 | Battery ABC Kotak 9V | 2 | 2 | 0 | Pcs | MFH | Tools | SPR/26/01/011 | 2026-01-08
ROS | ENG | P-16474-00 | General - Lem PLastic Steel Epoxy + Hardener 5 menit; Dextone; -; 1 set | 1 | 1 | 0 | Pcs | MFH | Tunnel | SPR/26/01/011 | 2026-01-08
ROS | ENG | Q-60503-00 | Silicone Sealant, Silglaze, Type N10 Grey, pack size per pcs | 1 | 1 | 0 | Pcs | MFH | Washing | SPR/26/01/011 | 2026-01-08
MOB | ENG | O-15931-00 | Double Tape 3M 1" Merah - P/N : - pc | 1 | 1 | 0 | Pcs | MFH | Building | SPR/26/01/012 | 2026-01-08
MRN | ENG | Q-60502-00 | Silicone Sealant, Silglaze, Type N10 White, pack size per pcs | 1 | 1 | 0 | Pcs | MFH | - | SPR/26/01/013 | 2026-01-08
BDU | ENG | P-15851-00 | AMPLAS EAGLE 100 | 1 | 1 | 0 | Pcs | MFH | OSD | SPR/26/01/014 | 2026-01-08
BDU | ENG | Q-60025-00 | Kuas Eterna 1 | 1 | 1 | 0 | Pcs | MFH | OSD | SPR/26/01/014 | 2026-01-08
BDU | ENG | Q-60107-00 | Hardener / Obat dempul sanpolac; ; ; pack size per tube | 1 | 1 | 0 | Pcs | MFH | OSD | SPR/26/01/014 | 2026-01-08
ROS | ENG | O-16647-00 | Washing RAR4 - Oring Silicone Merah 23x18x2.5 mm; ; ; | 10 | 10 | 0 | Pcs | MFH | Capping | SPR/26/01/015 | 2026-01-08
MRN | ENG | Q-10136-00 | TOTO - Kran T23BQ13N | 1 | 1 | 0 | Pcs | MFH | Building | SPR/26/01/016 | 2026-01-08
MRN | ENG | Q-10130-00 | TOTO - Kran Wastafel Faucet TX 126 LE | 1 | 1 | 0 | Pcs | MFH | Building | SPR/26/01/016 | 2026-01-08
INN | ENG | P-11228-00 | Pneumatic Fitting - QST 8 / PN : 153130 / Festo | 1 | 1 | 0 | Pcs | MFH | FD | SPR/26/01/017 | 2026-01-08
INN | ENG | O-19796-00 | Blind Plate for Clamp KF16 SS304; ; ; | 1 | 1 | 0 | Pcs | MFH | FD | SPR/26/01/017 | 2026-01-08
KFF | ENG | P-12994-00 | Nippon Tape - ASF-110FR | 1 | 1 | 0 | Pcs | MFH | - | SPR/26/01/018 | 2026-01-08
SFH | ENG | Q-10207-00 | Keramik Roman Warna Putih 40 x 40 cm;Roman;CN: 447106;pack size per pack | 10 | 10 | 0 | Pcs | MFH | Building | SPR/26/01/019 | 2026-01-08
SFH | ENG | Q-10153-00 | Kuas Cat Roller uk. 110 mm;No Brand;;pack size per set | 2 | 2 | 0 | Pcs | MFH | Building | SPR/26/01/020 | 2026-01-08
SFH | ENG | Q-60025-00 | Kuas Eterna 1 | 3 | 3 | 0 | Pcs | MFH | Building | SPR/26/01/020 | 2026-01-08
MFH | ENG | Q-60502-00 | Silicone Sealant, Silglaze, Type N10 White, pack size per pcs | 1 | 1 | 0 | Pcs | MFH | Building | SPR/26/01/021 | 2026-01-08
BDU | ENG | P-51741-00 | Lampu Phillips PHP LED; 710 7w E27 White 220-240v; ; ; | 2 | 2 | 0 | Pcs | MFH | AHU | SPR/26/01/022 | 2026-01-08
BDU | ENG | P-51560-00 | General - Lampu TL LED T5 28 W White; Philips; -; 1 unt | 2 | 2 | 0 | Pcs | MFH | Building | SPR/26/01/022 | 2026-01-08
SFH | ENG | P-51560-00 | General - Lampu TL LED T5 28 W White; Philips; -; 1 unt | 8 | 8 | 0 | Pcs | MFH | Building | SPR/26/01/023 | 2026-01-08
SFH | ENG | P-51559-00 | General - Lampu TL LED T5 14 W White; Philips; -; 1 unt | 10 | 10 | 0 | Pcs | MFH | Building | SPR/26/01/023 | 2026-01-08
SFH | ENG | Q-10572-00 | Lampu LED Tube TL T8 16W 1200 mm;Philips;;pack size per pcs | 3 | 3 | 0 | Pcs | MFH | Building | SPR/26/01/023 | 2026-01-08
KFF | ENG | P-12471-00 | General - Lem silicone; Elastosil; E41; 90gram/tube | 1 | 1 | 0 | Pcs | MFH | - | SPR/26/01/024 | 2026-01-08
KFF | ENG | Q-10249-00 | Lem Power Glue; ; ; | 1 | 1 | 0 | Pcs | MFH | - | SPR/26/01/024 | 2026-01-08
KFF | ENG | P-10859-00 | Fitting PVC - Elbow PVC 1/2" Rucika AW | 1 | 1 | 0 | Pcs | MFH | - | SPR/26/01/024 | 2026-01-08
ANO | ENG | O-11181-00 | Bearing 626-2Z | 2 | 2 | 0 | Pcs | MFH | Capping | SPR/26/01/025 | 2026-01-08
ANO | ENG | Q-60503-00 | Silicone Sealant, Silglaze, Type N10 Grey, pack size per pcs | 2 | 2 | 0 | Pcs | MFH | BSC | SPR/26/01/025 | 2026-01-08
INN | ENG | O-14619-00 | Pressure reducer 1/2" Gas connection, with manometer 0-12 bar | 1 | 1 | 0 | Pcs | MFH | FD | SPR/26/01/026 | 2026-01-08
INN | ENG | P-11169-00 | General - Push-in Fitting, QS-1/4-6; Festo; 153003; 1 pcs | 2 | 2 | 0 | Pcs | MFH | FD | SPR/26/01/026 | 2026-01-08
INN | ENG | P-13650-00 | Manual Valve HE-2-QS-6; FESTO; ; | 1 | 1 | 0 | Pcs | MFH | FD | SPR/26/01/026 | 2026-01-08
INN | ENG | O-16647-00 | Washing RAR4 - Oring Silicone Merah 23x18x2.5 mm; ; ; | 10 | 10 | 0 | Pcs | MFH | Capping | SPR/26/01/027 | 2026-01-08
INN | ENG | P-11195-00 | General - Push-in Fitting, QSF-1/8-6-B; Festo; 153023; 1 pcs | 1 | 1 | 0 | Pcs | MFH | Washing | SPR/26/01/027 | 2026-01-08
ROS | ENG | O-16030-00 | 001292; Item Type : Dry box; 97800 Y 8.5 E4 5; Material : CSM; Shape : 97; Size : 8.5; Thickness (mm; ; ; | 2 | 2 | 0 | Pcs | MFH | SKAN | SPR/26/01/028 | 2026-01-08
ROS | ENG | O-16032-00 | General - Sleeves M200/90 Y 550 E4 Bt5/5 BJ, Material : CSM; Shape : 200/90; Thickness (mm) : 4/10; Leng; Piercan; 1643; 1 Pc | 1 | 1 | 0 | Pcs | MFH | cRABS | SPR/26/01/028 | 2026-01-08
ROS | ENG | P-20283-00 | General - Filter Regulator AW30-03-A; SMC; -; 1 pc | 1 | 1 | 0 | Set | MFH | Aerosol | SPR/26/01/028 | 2026-01-08
ANO | ENG | T-20725-00 | Performance Plus Check Valve Housing; Waters; 700002332; | 1 | 1 | 0 | Pcs | MFH | HPLC | SPR/26/01/029 | 2026-01-08
ANO | ENG | - | Check Valve Kecil | 1 | 1 | 0 | Pcs | MFH | HPLC | SPR/26/01/029 | 2026-01-08
NDS | ENG | P-20233-00 | General - Baut + Mur Tembaga M10 x 20 Kunci 17; No Brand; -; 20pcs/pack | 1 | 1 | 0 | Pcs | MFH | Granulasi | SPR/26/01/030 | 2026-01-08
NDS | ENG | P-20039-00 | General - Baut Button Flange M5 x 10mm x 1.5mm; No Brand; -; 100pcs/pack | 1 | 1 | 0 | Pcs | MFH | Granulasi | SPR/26/01/030 | 2026-01-08
BDU | ENG | P-50717-00 | General - Kabel UTP 4 Pairs Cat 6; Belden; -; 305m/roll | 35 | 35 | 0 | Pcs | MFH | Building | SPR/26/01/031 | 2026-01-08
BDU | ENG | P-50286-00 | Kabel NYYHY 3 x 1,5 mm | 6 | 6 | 0 | Pcs | MFH | Building | SPR/26/01/031 | 2026-01-08
BDU | ENG | O-54014-00 | STEKER 1 PHASE, BROCO | 1 | 1 | 0 | Pcs | MFH | Building | SPR/26/01/031 | 2026-01-08
MRN | ENG | Q-10128-00 | Thinner Super End/Impala | 2 | 2 | 0 | Pcs | MFH | Building | SPR/26/01/032 | 2026-01-08
MRN | ENG | Q-10153-00 | Kuas Cat Roller uk. 110 mm;No Brand;;pack size per set | 2 | 2 | 0 | Pcs | MFH | Building | SPR/26/01/032 | 2026-01-08
MOB | ENG | P-10945-00 | General - Seal Tape 1inch; ONDA; -; 1 Pcs | 2 | 2 | 0 | Pcs | MFH | - | SPR/26/01/033 | 2026-01-08
BDU | ENG | O-54015-00 | STOP KONTAK LUBANG 4, BROCO | 1 | 1 | 0 | Pcs | MFH | Building | SPR/26/01/034 | 2026-01-08
ROS | ENG | O-16647-00 | Washing RAR4 - Oring Silicone Merah 23x18x2.5 mm; ; ; | 10 | 10 | 0 | Pcs | MFH | Capping | SPR/26/01/035 | 2026-01-08
EPO | QCC | P-12077-00 | General - Clamp Selang, SS 1 1/4"; Tridon; -; 1 pcs | 1 | 2 | 0 | Pcs | MFH | - | SPR/26/01/036 | 2026-01-08
MRN | ENG | Q-60025-00 | Kuas Eterna 1 | 5 | 5 | 0 | Pcs | MFH | Building | SPR/26/01/037 | 2026-01-08
MRN | ENG | Q-10154-00 | Roller cat 230mm | 5 | 5 | 0 | Pcs | MFH | Building | SPR/26/01/037 | 2026-01-08
ANO | ENG | T-20055-00 | PerformancePlus Check Valve Cartridge; Waters; p/n 700002399 | 1 | 1 | 0 | Pcs | MFH | HPLC | SPR/26/01/038 | 2026-01-08
ANO | ENG | P-10945-00 | General - Seal Tape 1inch; ONDA; -; 1 Pcs | 1 | 1 | 0 | Pcs | MFH | Aerosol | SPR/26/01/038 | 2026-01-08
ROS | ENG | P-10945-00 | General - Seal Tape 1inch; ONDA; -; 1 Pcs | 1 | 1 | 0 | Pcs | MFH | Aerosol | SPR/26/01/039 | 2026-01-08
ROS | ENG | O-16647-00 | Washing RAR4 - Oring Silicone Merah 23x18x2.5 mm; ; ; | 10 | 10 | 0 | Pcs | MFH | Capping | SPR/26/01/039 | 2026-01-08
ROS | ENG | O-18870-00 | Oring Silicone Merah 18.4x13x2.7 mm; ; ; | 2 | 2 | 0 | Pcs | MFH | Filling | SPR/26/01/039 | 2026-01-08
AAA | ENG | O-20487-00 | General - Isolator Glove Smaller glove CSM (AS : E10330 Y 7 E4); Austar; ; 1 Pc | 2 | 2 | 0 | Pcs | MFH | cRABS | SPR/26/01/040 | 2026-01-08
ROS | ENG | O-53454-00 | Coating PLAB - Cooling Axial Fan 220-240V 50-60Hz 0,2-0,17A Metal; Kaku; KA1725HA2; 1 Pc | 1 | 1 | 0 | Pcs | MFH | Coating | SPR/26/01/041 | 2026-01-08
SFH | ENG | O-15931-00 | Double Tape 3M 1" Merah - P/N : - pc | 1 | 1 | 0 | Pcs | MFH | Building | SPR/26/01/042 | 2026-01-08
SFH | ENG | P-51559-00 | Lampu T5 14watt Putih; Phillips; ; | 4 | 4 | 0 | Pcs | MFH | Building | SPR/26/01/042 | 2026-01-08
SFH | ENG | Q-10128-00 | Thinner Super End/Impala | 1 | 1 | 0 | Pcs | MFH | Building | SPR/26/01/042 | 2026-01-08
RPA | PRO | O-15931-00 | Double Tape 3M 1" Merah - P/N : - pc | 1 | 1 | 0 | Pcs | MFH | - | SPR/26/01/043 | 2026-01-08
INN | ENG | O-50964-00 | General - Safety Relay PNOZ X3 24 VAC 24VDC 3n/o 1n/c 1so; PILZ; 774310; 1 Pc | 1 | 1 | 0 | Pcs | MFH | Washing | SPR/26/01/044 | 2026-01-08
INN | ENG | O-52316-00 | Socket Sensor 4 Pin Drat M8 DOS-0804-G; Sick; ; | 1 | 1 | 0 | Pcs | MFH | cRABS | SPR/26/01/044 | 2026-01-08
ROS | ENG | P-14245-00 | General - Shut-off Valve, HE-2-QS-8; Festo; 153468; 1 pcs | 1 | 1 | 0 | Pcs | MFH | - | SPR/26/01/045 | 2026-01-08
ROS | ENG | P-11431-00 | General - Plastic Tubing, PUN-H-8X1,25-BL; Festo; 197385; 1 m | 10 | 10 | 0 | Pcs | MFH | - | SPR/26/01/045 | 2026-01-08
ROS | ENG | T-80109-00 | Cellotape / Lakban Kertas 1 inch warna Putih | 1 | 1 | 0 | Pcs | MFH | Aerosol | SPR/26/01/045 | 2026-01-08
KFF | ENG | O-14639-00 | EPDM Gasket for Ferrule dia. 1/2" - P/N : - pc | 5 | 5 | 0 | Pcs | MFH | - | SPR/26/01/046 | 2026-01-08
KFF | ENG | O-14641-00 | General - Silicone Gasket for Ferrule dia. 1"; -; -; 1 Pc | 3 | 3 | 0 | Pcs | MFH | - | SPR/26/01/046 | 2026-01-08
SFH | ENG | Q-60502-00 | Silicone Sealant, Silglaze, Type N10 White, pack size per pcs | 1 | 1 | 0 | Pcs | MFH | Building | SPR/26/01/047 | 2026-01-08
SFH | ENG | O-54015-00 | STOP KONTAK LUBANG 4, BROCO | 4 | 4 | 0 | Pcs | MFH | Building | SPR/26/01/047 | 2026-01-08
SFH | ENG | P-53102-00 | Lampu PLC 13watt/E27 Putih; Phillips; ; | 1 | 1 | 0 | Pcs | MFH | Building | SPR/26/01/047 | 2026-01-08
AAA | ENG | O-52478-00 | CRABS Z064CR-Proximity Sensor; Schmersal; BNS260-11ZG-ST-R; | 1 | 1 | 0 | Pcs | MFH | Washing | SPR/26/01/048 | 2026-01-08
MFH | ENG | Q-10153-00 | Kuas Cat Roller uk. 110 mm;No Brand;;pack size per set | 2 | 2 | 0 | Pcs | MFH | Building | SPR/26/01/049 | 2026-01-08
INN | ENG | O-54014-00 | STEKER 1 PHASE, BROCO | 1 | 1 | 0 | Pcs | MFH | Washing | SPR/26/01/050 | 2026-01-08
MOB | ENG | P-50140-00 | Battery UPS - Battery kering 12V 9 AH | 1 | 1 | 0 | Pcs | MFH | UPS | SPR/26/01/051 | 2026-01-08
ROS | ENG | O-18055-00 | Robot Casepacker - Suction cup; VB17. single below; diameter Cup 17 mm.; vmeca; ; | 2 | 2 | 0 | Pcs | MFH | Cartonning | SPR/26/01/052 | 2026-01-08
SFH | ENG | S-40622-00 | Kaca film; ; ; - Kaca Film Technoguard Premium USA, Black 80% 152 cm x 35 Mtr Tebal 1,2 Plt, Kegelapan 80%; IR 75%, UV 99%, VLT 3% / Roll | 3 | 3 | 0 | Pcs | MFH | Building | SPR/26/01/053 | 2026-01-08
SFH | ENG | P-51027-00 | Isolasi Kabel SCOTCH super 33+ size: 19 mmx20x0.177 mm ( vinyl electric tape ) Black 3M | 1 | 1 | 0 | Pcs | MFH | Building | SPR/26/01/053 | 2026-01-08
MRN | ENG | P-53102-00 | Lampu PLC 13watt/E27 Putih; Phillips; ; | 1 | 1 | 0 | Pcs | MFH | Building | SPR/26/01/054 | 2026-01-08
MRN | ENG | P-51559-00 | Lampu T5 14watt Putih; Phillips; ; | 1 | 1 | 0 | Pcs | MFH | Building | SPR/26/01/054 | 2026-01-08
RIA | ENG | T-25579-00 | RESIN BED REPLACEMENT FOR M500 TOC Analyzer; Sievers; TOC M500; 1 pc | 1 | 1 | 0 | Pcs | MFH | WFI SKID | SPR/26/01/055 | 2026-01-08
RIA | ENG | T-25577-00 | UV LAMP FOR M500 TOC Analyzer; Sievers; TOC M500; 1 pc | 1 | 1 | 0 | Pcs | MFH | WFI SKID | SPR/26/01/055 | 2026-01-08
RIA | ENG | P-51560-00 | General - Lampu TL LED T5 28 W White; Philips; -; 1 unt | 2 | 2 | 0 | pcs | MFH | Building | SPR/26/01/056 | 2026-01-08
BDU | ENG | P-14453-00 | Filter IAF MB Series (Medium Filter), efficiency : 60-65 %, Size: 24 x 24 x 12 inch; IAF; ; | 1 | 1 | 0 | Pcs | MFH | AHU | SPR/26/01/057 | 2026-01-08
BDU | ENG | P-14454-00 | General - Filter IAF MB Series (Medium Filter), efficiency : 60-65 %, Size: 12 x 24 x 12 inch; IAF; -; 1 pcs | 1 | 1 | 0 | Pcs | MFH | AHU | SPR/26/01/057 | 2026-01-08
BDU | ENG | T-80046-00 | Battery ALKALINE AA | 4 | 4 | 0 | Pcs | MFH | - | SPR/26/01/058 | 2026-01-08
MRN | ENG | Q-10984-00 | Door Seal Karet Penutup Bawah Pintu Abu 2,5 cm x 1 M; ; ; | 1 | 1 | 0 | Pcs | MFH | AHU | SPR/26/01/059 | 2026-01-08
SFH | ENG | Q-10586-00 | Lampu LED Tube T5 9W 600 mm;No Brand;;pack size per pcs | 1 | 1 | 0 | Pcs | MFH | Building | SPR/26/01/060 | 2026-01-23
ROS | ENG | P-11431-00 | General - Plastic Tubing, PUN-H-8X1,25-BL; Festo; 197385; 1 m | 3 | 3 | 0 | Pcs | MFH | Coating | SPR/26/01/061 | 2026-01-23
BDU | ENG | O-15931-00 | Double Tape 3M 1" Merah - P/N : - pc | 1 | 1 | 0 | Pcs | MFH | Building | SPR/26/01/062 | 2026-01-23
ROS | ENG | O-16731-00 | Autoclave Fedegari FVA2/A1 NB2963AT - KIT Ricambi Valv. DN10 ON-OFF FEDEGARI ASIA PTE LTD P/N : KK000301 pc | 1 | 1 | 0 | Pcs | MFH | Autoclave | SPR/26/01/063 | 2026-01-23
BDU | ENG | P-51027-00 | Isolasi Kabel SCOTCH super 33+ size: 19 mmx20x0.177 mm ( vinyl electric tape ) Black 3M | 1 | 1 | 0 | Pcs | MFH | Autoclave | SPR/26/01/064 | 2026-01-23
BDU | ENG | O-15931-00 | Double Tape 3M 1" Merah - P/N : - pc | 1 | 1 | 0 | Pcs | MFH | Autoclave | SPR/26/01/064 | 2026-01-23
SFH | ENG | Q-60502-00 | Silicone Sealant, Silglaze, Type N10 White, pack size per pcs | 1 | 1 | 0 | Pcs | MFH | Building | SPR/26/01/065 | 2026-01-23
ANO | ENG | O-16647-00 | Washing RAR4 - Oring Silicone Merah 23x18x2.5 mm; ; ; | 10 | 10 | 0 | Pcs | MFH | Capping | SPR/26/01/066 | 2026-01-23
ANO | ENG | O-15931-00 | Double Tape 3M 1" Merah - P/N : - pc | 1 | 1 | 0 | Pcs | MFH | Capping | SPR/26/01/067 | 2026-01-23
ANO | ENG | Q-10249-00 | Lem Power Glue; ; ; | 1 | 1 | 0 | Pcs | MFH | Capping | SPR/26/01/067 | 2026-01-23
NDS | ENG | O-20487-00 | General - Isolator Glove Smaller glove CSM (AS : E10330 Y 7 E4); Austar; ; 1 Pc | 1 | 1 | 0 | Pcs | MFH | Filling | SPR/26/01/068 | 2026-01-23
NDS | ENG | P-10945-00 | General - Seal Tape 1inch; ONDA; -; 1 Pcs | 2 | 2 | 0 | Pcs | MFH | Building | SPR/26/01/068 | 2026-01-23
NDS | ENG | O-14639-00 | EPDM Gasket for Ferrule dia. 1/2" - P/N : - pc | 4 | 4 | 0 | Pcs | MFH | FIlling | SPR/26/01/068 | 2026-01-23
SFH | ENG | P-17645-00 | Sodium Hiphoclorite; ; ; ltr | 75 | 75 | 0 | Pcs | MFH | WWTP | SPR/26/01/069 | 2026-01-23
SFH | ENG | P-51560-00 | General - Lampu TL LED T5 28 W White; Philips; -; 1 unt | 2 | 2 | 0 | Pcs | MFH | Building | SPR/26/01/069 | 2026-01-23
SFH | ENG | P-53169-00 | General - Trafo BalLast EBC 2x28W; Phillips; EB-C 228; 1 pcs | 2 | 2 | 0 | Pcs | MFH | Building | SPR/26/01/069 | 2026-01-23
SFH | ENG | P-50717-00 | General - Kabel UTP 4 Pairs Cat 6; Belden; -; 305m/roll | 270 | 305 | 0 | Pcs | MFH | Building | SPR/26/01/070 | 2026-01-23
SFH | ENG | S-20055-00 | Safety Gloves; Promaster; pack size 10 pcs per box | 1 | 1 | 0 | Pcs | MFH | Building | SPR/26/01/070 | 2026-01-23
SFH | ENG | Q-12047-00 | Kape PVC / Scraper / Skrap PVC Ukuran 5 Inch;; Lokal; ; pc | 1 | 1 | 0 | Pcs | MFH | Building | SPR/26/01/070 | 2026-01-23
SFH | ENG | P-51894-00 | General - Lampu TL LED Bright Boost 18 W; Philips; -; 1 unt | 1 | 1 | 0 | Pcs | MFH | Building | SPR/26/01/071 | 2026-01-23
MUN | ENG | P-19951-00 | General - Check Valve SMC; -; AKH08A-025; 1 pc | 2 | 2 | 0 | Pcs | MFH | Mixing | SPR/26/01/072 | 2026-01-23
MUN | ENG | P-19952-00 | General - Fitting SMC; SMC; KQ2U08-00A; 1 pc | 1 | 1 | 0 | Pcs | MFH | Mixing | SPR/26/01/072 | 2026-01-23
MUN | ENG | P-19953-00 | General - Plug 1/4inch; SMC; -; 1 pc | 1 | 1 | 0 | Pcs | MFH | Mixing | SPR/26/01/072 | 2026-01-23
MUN | ENG | P-19950-00 | General - Directional Valve Pin Lock; SMC; VHL210W-02; 1 pc | 1 | 1 | 0 | Pcs | MFH | Mixing | SPR/26/01/073 | 2026-01-23
MUN | ENG | P-20368-00 | General - Junction Box 220 x 150 x 75mm; No Brand; -; 1 pc | 1 | 1 | 0 | Pcs | MFH | Mixing | SPR/26/01/073 | 2026-01-23
MUN | ENG | - | Hole Saw 28 mm | 1 | 1 | 0 | Pcs | MFH | Mixing | SPR/26/01/073 | 2026-01-23
ROS | ENG | O-53414-00 | Fedegari FVA2/A1 - Transition joint RTD Sensor PT100 4Wire, Sx, 1/3 DIN, 5x70mm, SSL, 0-150 C 10M; Radix; RTJ201-1-C-S-3-0-NA-XNA-05-0070-10-Si-PN; 1 Pc | 1 | 1 | 0 | Pcs | MFH | Autoclave | SPR/26/01/074 | 2026-01-23
ROS | ENG | O-16647-00 | Washing RAR4 - Oring Silicone Merah 23x18x2.5 mm; ; ; | 10 | 10 | 0 | Pcs | MFH | Capping | SPR/26/01/075 | 2026-01-23
ASR | PRO | O-14639-00 | EPDM Gasket for Ferrule dia. 1/2" - P/N : - pc | 10 | 10 | 0 | Pcs | MFH | FIlling | SPR/26/01/076 | 2026-01-23
ROS | ENG | S-20499-00 | Filter Retainer 501 (Plastik Penutup Prefilter 5N11); 3M; 501; 10 pc/pck | 4 | 4 | 0 | Pcs | MFH | Dust Collector | SPR/26/01/077 | 2026-01-23
ROS | ENG | S-20105-00 | Full Facepiece Reusable Respirator; 3M; 6800 Medium; pc | 2 | 2 | 0 | Pcs | MFH | Dust Collector | SPR/26/01/077 | 2026-01-23
ROS | ENG | S-20669-00 | Multi Gas & Vapor Cartridge; 3M; 6006M; pc | 2 | 2 | 0 | Pcs | MFH | Dust Collector | SPR/26/01/077 | 2026-01-23
ROS | ENG | O-53414-00 | Fedegari FVA2/A1 - Transition joint RTD Sensor PT100 4Wire, Sx, 1/3 DIN, 5x70mm, SSL, 0-150 C 10M; Radix; RTJ201-1-C-S-3-0-NA-XNA-05-0070-10-Si-PN; 1 Pc | 1 | 1 | 0 | Pcs | MFH | Autoclave | SPR/26/01/078 | 2026-01-23
ROS | ENG | O-54161-00 | Autoclave Fedegari FVA2/A1 - Vacuum Compressor 2BV3 151-0GW02-1E; ELMO RIETSCHLE; ; | 1 | 1 | 0 | Pcs | MFH | Autoclave | SPR/26/01/078 | 2026-01-23
ROS | ENG | O-53451-00 | Capping VCM200 - Eco Position Indicators; Misumi; E-DSNR1-14; 1 Pc | 1 | 1 | 0 | Pcs | MFH | Autoclave | SPR/26/01/078 | 2026-01-23
AAA | ENG | P-11018-00 | General - Oil Seal TC 15 x 24 x 7; NOK; -; 1 Pc | 2 | 2 | 0 | Pcs | MFH | Washing | SPR/26/01/079 | 2026-01-23
ANO | ENG | O-21152-00 | Integrated Granulation Line - Alat Perata Sample 90x118 mm; Custom /Lokal; -; 1 Pc | 1 | 1 | 0 | Pcs | MFH | BSC | SPR/26/02/001 | 2026-02-27
SFH | ENG | P-52854-00 | General - Socket RJ45 Cat 6; Belden; -; 50pcs/pack | 1 | 5 | 0 | Pcs | MFH | Building | SPR/26/02/002 | 2026-02-27
MRN | ENG | P-18788-00 | General - Baut Hexagonal, SS, M6 x 55 mm + Mur; No Brand; -; 1 pcs | 8 | 8 | 0 | Pcs | MFH | - | SPR/26/02/003 | 2026-02-27
MRN | ENG | P-18788-00 | General - Baut Hexagonal, SS, M6 x 55 mm + Mur; No Brand; -; 1 pcs | 8 | 8 | 0 | Pcs | MFH | - | SPR/26/02/003 | 2026-02-27
SFH | ENG | Q-12060-00 | Polyurethane (PU) Foam Sealent Spray; No Brand; LX-100; pack size 750 ml per botol | 1 | 1 | 0 | Pcs | MFH | Building | SPR/26/02/004 | 2026-02-27
SFH | ENG | Q-10249-00 | Lem Power Glue; ; ; | 1 | 1 | 0 | Pcs | MFH | Building | SPR/26/02/004 | 2026-02-27
KFF | ENG | P-12749-00 | General - Pipa PVC AW dia. 1inch, Warna Abu-Abu; Rucika; -; 1 pcs | 1 | 1 | 0 | Pcs | MFH | Building | SPR/26/02/005 | 2026-02-27
NDS | ENG | O-16032-00 | General - Sleeves M200/90 Y 550 E4 Bt5/5 BJ, Material : CSM; Shape : 200/90; Thickness (mm) : 4/10; Leng; Piercan; 1643; 1 Pc | 1 | 1 | 0 | Pcs | MFH | cRABS | SPR/26/02/006 | 2026-02-27
ROS | ENG | P-11968-00 | Berusynt FGH Spray H1 - Bechem | 1 | 1 | 0 | Pcs | MFH | Dispensing | SPR/26/02/007 | 2026-02-27
RIA | ENG | P-10945-00 | General - Seal Tape 1/2inch 10 M; Onda; ST 01; 1 pcs | 1 | 1 | 0 | Pcs | MFH | - | SPR/26/02/008 | 2026-02-27
RIA | ENG | O-50863-00 | General - Relay 220-240 VAC; Omron; MY4N; 1 Pc | 2 | 2 | 0 | Pcs | MFH | - | SPR/26/02/009 | 2026-02-27
ROS | ENG | P-14955-00 | Straight Union KQ2H04-00A; ; ; | 1 | 1 | 0 | Pcs | MFH | Washing | SPR/26/02/010 | 2026-02-27
BDU | ENG | P-51559-00 | General - Lampu TL LED T5 14 W White; Philips; -; 1 unt | 6 | 7 | 0 | Pcs | MFH | Building | SPR/26/02/011 | 2026-02-27
BDU | ENG | P-51559-00 | General - Lampu TL LED T5 14 W White; Philips; -; 1 unt | 6 | 7 | 0 | Pcs | MFH | Building | SPR/26/02/011 | 2026-02-27
BDU | ENG | P-51560-00 | General - Lampu TL LED T5 28 W White; Philips; -; 1 unt | 6 | 6 | 0 | Pcs | MFH | Building | SPR/26/02/011 | 2026-02-27
BDU | ENG | P-53169-00 | General - Trafo BalLast EBC 2x28W; Phillips; EB-C 228; 1 pcs | 2 | 2 | 0 | Pcs | MFH | Building | SPR/26/02/012 | 2026-02-27
MRN | ENG | P-19381-00 | General - Adaptor Nepel Kran Freon R22/R410 Isi Freon AC , Low & High; No Brand; ; 1 Pc | 1 | 1 | 0 | Pcs | MFH | Building | SPR/26/02/013 | 2026-02-27
ANO | ENG | P-20431-00 | General - Elbow Ornamen SS201 dia. 4 inch; No Brand; -; 1 pc | 2 | 2 | 0 | Pcs | MFH | Blistering | SPR/26/02/014 | 2026-02-27
ANO | ENG | P-20432-00 | General - Round Pipe Hanger with Blue Rubber Seat and Base SS304 dia. 4 inch; No Brand; -; 1 pc | 3 | 3 | 0 | Pcs | MFH | Blistering | SPR/26/02/015 | 2026-02-27
MOB | ENG | S-50264-00 | Gelas Ukur 1000 ml Class A ; Brand : Iwaki ; CN : 3022-1000-N | 1 | 1 | 0 | Pcs | MFH | Lab | SPR/26/02/015 | 2026-02-27
KFF | ENG | - | PCB Passbox | 1 | 1 | 0 | Pcs | MFH | Dispensing | SPR/26/02/016 | 2026-02-27
KFF | ENG | P-51027-00 | Isolasi Kabel SCOTCH super 33+ size: 19 mmx20x0.177 mm ( vinyl electric tape ) Black 3M | 1 | 1 | 0 | Pcs | MFH | FD | SPR/26/02/016 | 2026-02-27
MRN | ENG | P-11348-00 | Roda Caster Supo Dia : 3" ( 75 x 38 mm) / Swivel Flange / With Breake | 1 | 1 | 0 | Pcs | MFH | AHU | SPR/26/02/017 | 2026-02-27
ROS | ENG | O-16731-00 | Autoclave Fedegari FVA2/A1 NB2963AT - KIT Ricambi Valv. DN10 ON-OFF FEDEGARI ASIA PTE LTD P/N : KK000301 pc | 1 | 1 | 0 | Pcs | MFH | Autoclave | SPR/26/02/018 | 2026-02-27
ROS | ENG | P-17361-00 | Oring EPDM 15x9x3 mm | 2 | 2 | 0 | Pcs | MFH | Autoclave | SPR/26/02/018 | 2026-02-27
BDU | ENG | P-51741-00 | Lampu Phillips PHP LED; 710 7w E27 White 220-240v; ; ; | 1 | 1 | 0 | Pcs | MFH | AHU | SPR/26/02/019 | 2026-02-27
RIA | ENG | Q-60502-00 | Silicone Sealant, Silglaze, Type N10 White, pack size per pcs | 1 | 1 | 0 | Pcs | MFH | Building | SPR/26/02/020 | 2026-02-27
RIA | ENG | Q-60501-00 | Silicone Sealant, Silglaze, Type N10 Clear, pack size per pcs | 1 | 1 | 0 | pcs | MFH | Building | SPR/26/02/020 | 2026-02-27
RIA | ENG | Q-50013-00 | Frame or Perimeter Seal RP48 White; Raven; R48W6; 6 meter/pck | 1 | 1 | 0 | Pcs | MFH | Building | SPR/26/02/020 | 2026-02-27
NDS | ENG | T-20725-00 | Performance Plus Check Valve Housing; Waters; 700002332; | 1 | 1 | 0 | Pcs | MFH | HPLC | SPR/26/02/021 | 2026-02-27
SFH | ENG | Q-10154-00 | Roller cat 230mm | 1 | 1 | 0 | Pcs | MFH | Building | SPR/26/02/022 | 2026-02-27
SFH | ENG | P-11694-00 | Mata Gerinda 4" | 1 | 1 | 0 | Pcs | MFH | Building | SPR/26/02/022 | 2026-02-27
INN | ENG | P-20283-00 | General - Filter Regulator AW30-03-A; SMC; -; 1 pc | 1 | 1 | 0 | Pcs | MFH | FD | SPR/26/02/023 | 2026-02-27
INN | ENG | P-11169-00 | General - Push-in Fitting, QS-1/4-6; Festo; 153003; 1 pcs | 2 | 2 | 0 | Pcs | MFH | FD | SPR/26/02/023 | 2026-02-27
ANO | ENG | Q-10249-00 | Lem Power Glue; ; ; | 1 | 1 | 0 | Pcs | MFH | Dispensing | SPR/26/02/024 | 2026-02-27
ROS | ENG | T-80681-00 | Battery Kancing Energizer CR2032 3V Lithium; ; ; | 1 | 1 | 0 | Pcs | MFH | Tools | SPR/26/02/025 | 2026-02-27
KFF | ENG | - | PCB Passbox | 1 | 1 | 0 | Pcs | MFH | Dispensing | SPR/26/02/026 | 2026-02-27
KFF | ENG | P-18468-00 | Pass Box Stickers ZC-A; ; ; | 1 | 1 | 0 | Pcs | MFH | Dispensing | SPR/26/02/026 | 2026-02-27
KFF | ENG | P-12983-00 | Helicoil dia. M6x6mm | 1 | 1 | 0 | Pcs | MFH | Capping | SPR/26/02/027 | 2026-02-27
KFF | ENG | P-18712-00 | General - Hand Taps M 5 x 0.8 mm Made In Japan ; Yamawa; -; 1 set = 3 pcs | 1 | 1 | 0 | Pcs | MFH | - | SPR/26/02/027 | 2026-02-27
BDU | ENG | P-13365-00 | Cutting Wheel 14" nippon resibon; ; ; | 1 | 1 | 0 | Pcs | MFH | Tools | SPR/26/02/028 | 2026-02-27
SFH | ENG | Q-10985-00 | Keramik Granito Warna Crystal White Sand 60x60; Granito; ; | 9 | 9 | 0 | Pcs | MFH | Building | SPR/26/02/029 | 2026-02-27
SFH | ENG | Q-10207-00 | Keramik Roman Warna Putih 40 x 40 cm;Roman;CN: 447106;pack size per pack | 4 | 4 | 0 | Pcs | MFH | Building | SPR/26/02/029 | 2026-02-27
BDU | ENG | P-52664-00 | Pelampung Air Radar Float Switch 2 Meter; ; ; | 1 | 1 | 0 | Pcs | MFH | WWTP | SPR/26/02/030 | 2026-02-27
KFF | ENG | O-19372-00 | Washing RAR4 - Needle PW, OD.15mmx123mm, Material SS 319; ; ; | 1 | 1 | 0 | Pcs | MFH | Washing | SPR/26/02/031 | 2026-02-27
RIA | ENG | P-54465-00 | General - MCB 6A 3Phase C 6000A Domae; Schneider; -; 1 pc | 1 | 1 | 0 | Pcs | MFH | Building | SPR/26/02/032 | 2026-02-27
RIA | ENG | P-53363-00 | Contactor Schneider LC1D12M7 Coil 220 VAC; ; ; | 1 | 1 | 0 | Pcs | MFH | Building | SPR/26/02/032 | 2026-02-27
RIA | ENG | P-50286-00 | Kabel NYYHY 3 x 1,5 mm | 20 | 20 | 0 | Pcs | MFH | Building | SPR/26/02/032 | 2026-02-27
BDU | ENG | P-11431-00 | General - Plastic Tubing, PUN-H-8X1,25-BL; Festo; 197385; 1 m | 40 | 40 | 0 | Pcs | MFH | AHU | SPR/26/02/033 | 2026-02-27
MRN | ENG | P-12881-00 | Tee PVC AW dia 1 1/2inch x 1 1/2inch | 1 | 1 | 0 | Pcs | MFH | - | SPR/26/02/034 | 2026-02-27
MRN | ENG | P-10883-00 | Fitting PVC - SDD PVC 1 1/2 | 1 | 1 | 0 | Pcs | MFH | - | SPR/26/02/034 | 2026-02-27
MRN | ENG | P-10890-00 | Fitting PVC - SDL PVC 1 1/2 | 1 | 1 | 0 | Pcs | MFH | - | SPR/26/02/034 | 2026-02-27
ANO | ENG | Q-10249-00 | Lem Power Glue; ; ; | 1 | 1 | 0 | Pcs | MFH | Capping | SPR/26/02/035 | 2026-02-27
ANO | ENG | O-16731-00 | Autoclave Fedegari FVA2/A1 NB2963AT - KIT Ricambi Valv. DN10 ON-OFF FEDEGARI ASIA PTE LTD P/N : KK000301 pc | 1 | 1 | 0 | Pcs | MFH | Autoclave | SPR/26/02/035 | 2026-02-27
SFH | ENG | P-51560-00 | General - Lampu TL LED T5 28 W White; Philips; -; 1 unt | 6 | 6 | 0 | Pcs | MFH | Building | SPR/26/02/036 | 2026-02-27
SFH | ENG | P-51559-00 | General - Lampu TL LED T5 14 W White; Philips; -; 1 unt | 14 | 15 | 0 | Pcs | MFH | Building | SPR/26/02/036 | 2026-02-27
SFH | ENG | P-53102-00 | Lampu PLC 13watt/E27 Putih; Phillips; ; | 2 | 2 | 0 | Pcs | MFH | Building | SPR/26/02/036 | 2026-02-27
ROS | ENG | O-20913-00 | General - Air Gripper; SMC; MHZJ2 20DS X43 X81B; 1 Pc | 2 | 2 | 0 | Pcs | MFH | Washing | SPR/26/02/037 | 2026-02-27
ROS | ENG | O-14618-00 | General - Pneumatic pincher silicone cover sleeve c/n 15927; SMC; MHZJ2-J20S; 1 Pc | 1 | 1 | 0 | Pcs | MFH | Washing | SPR/26/02/037 | 2026-02-27
ROS | ENG | O-20487-00 | General - Isolator Glove Smaller glove CSM (AS : E10330 Y 7 E4); Austar; ; 1 Pc | 1 | 1 | 0 | Pcs | MFH | cRABS | SPR/26/02/037 | 2026-02-27
MRN | ENG | P-20365-00 | General - Prefilter Washable G4 c/w Aluminium Frame, 91% 250 Pa, 290 x 493 x 46mm; IAF; ; | 6 | 6 | 0 | Pcs | MFH | - | SPR/26/02/038 | 2026-02-27
MRN | ENG | P-20362-00 | General - Prefilter Washable G4 c/w Aluminium Frame, 91% 250 Pa, 595 x 595 x 46mm; IAF; -; 1 pc | 11 | 11 | 0 | Pcs | MFH | - | SPR/26/02/038 | 2026-02-27
MRN | ENG | O-20487-00 | General - Isolator Glove Smaller glove CSM (AS : E10330 Y 7 E4); Austar; ; 1 Pc | 1 | 1 | 0 | Pcs | MFH | cRABS | SPR/26/02/038 | 2026-02-27
RIA | ENG | P-19898-00 | General - Bushing VAV dia. 24 x 26mm; Custom Agru; -; 1 pc | 1 | 1 | 0 | Pcs | MFH | AHU | SPR/26/02/039 | 2026-02-27
MRN | ENG | S-46129-00 | Plastik Wrap Roll, Size 50 x 200 cm x 17 micron; no brand; ; pack size per roll | 1 | 1 | 0 | Roll | MFH | AHU | SPR/26/02/040 | 2026-02-27
MRN | ENG | S-46149-00 | Plastik PE Murni Polos 75 cmx100cmx 0.08mm; No Brand; ; pack size per kg | 10 | 10 | 0 | Pcs | MFH | AHU | SPR/26/02/040 | 2026-02-27
MRN | ENG | Q-10947-00 | Plastik Cor Bagunan; ; ; | 1 | 1 | 0 | Roll | MFH | AHU | SPR/26/02/040 | 2026-02-27
MOB | ENG | P-11175-00 | General - Push-in Connector, QS-10-8; Festo; 153039; 1 pcs | 2 | 2 | 0 | Pcs | MFH | - | SPR/26/02/041 | 2026-02-27
MOB | ENG | P-11185-00 | General - Push-in Connector, QS-8-6; Festo; 153038; 1 pcs | 1 | 1 | 0 | Pcs | MFH | - | SPR/26/02/041 | 2026-02-27
MOB | ENG | P-12305-00 | FESTO - QST-6 Push in t-connection p/n 153129 | 1 | 1 | 0 | Pcs | MFH | - | SPR/26/02/041 | 2026-02-27
MFH | ENG | P-12080-00 | General - Clamp Selang, SS, 1"; Tridon; -; 1 pcs | 10 | 10 | 0 | Pcs | MFH | HLD | SPR/26/02/042 | 2026-02-27
MFH | ENG | O-14099-00 | Selang TS-25 (25x33) TOYOX P/N : - pc | 5 | 5 | 0 | Pcs | MFH | HLD | SPR/26/02/042 | 2026-02-27
MFH | ENG | P-19896-00 | General - Quick Coupler 3/8inch to Female Drat Dalam 3/8inch; No Brand; -; 1 pc | 1 | 1 | 0 | Pcs | MFH | HLD | SPR/26/02/043 | 2026-02-27
MFH | ENG | P-19897-00 | General - Quick Coupler 3/8inch to Male Drat Luar 1/4inch; No Brand; -; 1 pc | 1 | 1 | 0 | Pcs | MFH | HLD | SPR/26/02/043 | 2026-02-27
MFH | ENG | P-14995-00 | General - Reducer SS316 Sanitary dia. 1inch x 3/4inch; No Brand; -; 1 pc | 2 | 2 | 0 | Pcs | MFH | HLD | SPR/26/02/043 | 2026-02-27
MFH | ENG | P-19771-00 | General - Clamping Ring DN20-25 ISO-KF; No Brand; -; 1 pc | 2 | 2 | 0 | Pcs | MFH | HLD | SPR/26/02/044 | 2026-02-27
MFH | ENG | P-19957-00 | General - Vacuum Ferrule KF25; No Brand; -; 1 pc | 4 | 4 | 0 | Pcs | MFH | HLD | SPR/26/02/044 | 2026-02-27
MFH | ENG | P-19958-00 | General - Vacuum Ferrule KF16; No Brand; -; 1 pc | 4 | 4 | 0 | Pcs | MFH | HLD | SPR/26/02/044 | 2026-02-27
MFH | ENG | P-52375-00 | SCHNEIDER - MCB 4A 1Phase; ; ; | 1 | 1 | 0 | Pcs | MFH | Washbay | SPR/26/02/045 | 2026-02-27
MFH | ENG | P-51706-00 | Terminal Blok 4 Pin; ; ; | 4 | 4 | 0 | Pcs | MFH | Washbay | SPR/26/02/045 | 2026-02-27
MFH | ENG | P-50277-00 | Kabel NYAF 1.5 Hitam | 1 | 1 | 0 | Pcs | MFH | Washbay | SPR/26/02/045 | 2026-02-27
MFH | ENG | O-15931-00 | Double Tape 3M 1" Merah - P/N : - pc | 1 | 1 | 0 | Pcs | MFH | Washbay | SPR/26/02/046 | 2026-02-27
MFH | ENG | P-19895-00 | General - Baut M4 x 60mm + Mur + Ring; No Brand; -; 1 pc | 4 | 8 | 0 | Pcs | MFH | Washbay | SPR/26/02/046 | 2026-02-27
MFH | ENG | P-50426-00 | Pilot Lamps / Green / 220 VAC / AD22-22DS / AXLE | 2 | 2 | 0 | Pcs | MFH | Washbay | SPR/26/02/046 | 2026-02-27
MFH | ENG | P-54311-00 | General - Selenoid 1/8inch, 24VDC; Airtac; 4V210-06; 1 pc | 3 | 3 | 0 | Pcs | MFH | Washbay | SPR/26/02/047 | 2026-02-27
MFH | ENG | P-19894-00 | General - Fitting QS 1/8 x 6mm; EMC; -; 1 pc | 10 | 10 | 0 | Pcs | MFH | Washbay | SPR/26/02/047 | 2026-02-27
MFH | ENG | P-19893-00 | General - Plug Silincer 1/8inch SS304; No Brand; -; 1 pc | 3 | 3 | 0 | Pcs | MFH | Washbay | SPR/26/02/047 | 2026-02-27
MFH | ENG | P-51840-00 | Button Box 3 hole dia 22 mm; ; ; | 1 | 1 | 0 | Pcs | MFH | Washbay | SPR/26/02/048 | 2026-02-27
MFH | ENG | P-19892-00 | General - Plug Silincer 1/4inch; No Brand; -; 1 pc | 1 | 1 | 0 | Pcs | MFH | Washbay | SPR/26/02/048 | 2026-02-27
MFH | ENG | P-13558-00 | Selenoid Valve 4V210-08 24 VDC; ; ; | 1 | 1 | 0 | Pcs | MFH | Washbay | SPR/26/02/048 | 2026-02-27
BDU | ENG | S-40645-00 | Cable Ties, 200 x 4.8 mm; SIGMA; CS 200L; Putih;100 pcs/pack | 1 | 1 | 0 | Pcs | MFH | - | SPR/26/02/049 | 2026-02-27
SFH | ENG | P-53169-00 | General - Trafo BalLast EBC 2x28W; Phillips; EB-C 228; 1 pcs | 4 | 4 | 0 | Pcs | MFH | Building | SPR/26/02/050 | 2026-02-27
KFF | ENG | P-13389-00 | Scotch Brite 3M; ; ; | 1 | 1 | 0 | Pcs | MFH | - | SPR/26/02/051 | 2026-02-27
ROS | ENG | O-51827-00 | Autoclave Fedegari FVA/A1 - RTD (Resistance thermometer device) PT100 Code PM600114; ; ; | 1 | 1 | 0 | Pcs | MFH | Autoclave | SPR/26/02/052 | 2026-02-27
ROS | ENG | P-11431-00 | General - Plastic Tubing, PUN-H-8X1,25-BL; Festo; 197385; 1 m | 5 | 5 | 0 | Pcs | MFH | Autoclave | SPR/26/02/052 | 2026-02-27
MOB | ENG | Q-10946-00 | Silicone Sealant;Silglaze;Type N10 Light Grey;pack size per pcs | 1 | 1 | 0 | Pcs | MFH | - | SPR/26/02/053 | 2026-02-27
NDS | ENG | O-20297-00 | Autoclave Fedegari Fva/A1 - Oring Viton OD. 15 mm, ID. 15 mm, Tebal 2 mm Custom/Lokal - | 1 | 1 | 0 | Pcs | MFH | FD | SPR/26/02/054 | 2026-02-27
ROS | ENG | O-14639-00 | General - EPDM Gasket for Ferrule dia. 1/2"; -; -; 1 pc | 1 | 1 | 0 | Pcs | MFH | Autoclave | SPR/26/02/055 | 2026-02-27
KFF | ENG | T-25372-00 | Electrode holder uPlace; Mettler Toledo; 30019823; | 1 | 1 | 0 | Pcs | MFH | - | SPR/26/02/056 | 2026-02-27
MRN | ENG | P-20364-00 | General - Prefilter Washable G4 c/w Aluminium Frame, 91% 250 Pa, 493 x 595 x 46mm; IAF; ; | 6 | 6 | 0 | Pcs | MFH | AHU | SPR/26/02/057 | 2026-02-27
MRN | ENG | P-20362-00 | General - Prefilter Washable G4 c/w Aluminium Frame, 91% 250 Pa, 595 x 595 x 46mm; IAF; -; 1 pc | 7 | 7 | 0 | Pcs | MFH | AHU | SPR/26/02/057 | 2026-02-27
MRN | ENG | P-20365-00 | General - Prefilter Washable G4 c/w Aluminium Frame, 91% 250 Pa, 290 x 493 x 46mm; IAF; ; | 6 | 6 | 0 | Pcs | MFH | AHU | SPR/26/02/057 | 2026-02-27
RIA | ENG | P-13388-00 | General - Ball Valve 1/2inch; KITZ; -; 1 pcs | 1 | 1 | 0 | Pcs | MFH | AHU | SPR/26/02/058 | 2026-02-27
BDU | ENG | P-50717-00 | General - Kabel UTP 4 Pairs Cat 6; Belden; -; 305m/roll | 10 | 10 | 0 | Pcs | MFH | Building | SPR/26/02/059 | 2026-02-27
BDU | ENG | P-52854-00 | General - Socket RJ45 Cat 6; Belden; -; 50pcs/pack | 1 | 5 | 0 | Pcs | MFH | Building | SPR/26/02/059 | 2026-02-27
SFH | ENG | T-80046-00 | Battery ALKALINE AA | 4 | 4 | 0 | Pcs | MFH | Building | SPR/26/02/060 | 2026-02-27
RIA | ENG | T-80047-00 | Battery ALKALINE AAA | 6 | 6 | 0 | Pcs | MFH | Tools | SPR/26/02/061 | 2026-02-27
KFF | ENG | O-18388-00 | Membrane Valve PTFE/EPDM DN15 type 612 GEMU; ; ; | 1 | 1 | 0 | Pcs | MFH | PW SKID | SPR/26/02/062 | 2026-02-27
ANO | ENG | O-20505-00 | Integrated Granulation Line - Oring Viton 2.5x64x69 mm, colour Black; Custom/Lokal; -; 1 Pc | 1 | 1 | 0 | Pcs | MFH | Mixing | SPR/26/02/063 | 2026-02-27
ANO | ENG | O-16030-00 | General - Dry box glove, 4/10 mm, CSM, 97800 Y 8.5 E4 5; Piercan; 1292; 10 pcs per pack | 1 | 1 | 0 | Pcs | MFH | Blistering | SPR/26/02/064 | 2026-02-27
NDS | ENG | O-18055-00 | Robot Casepacker - Suction cup; VB17. single below; diameter Cup 17 mm.; vmeca; ; | 4 | 4 | 0 | Pcs | MFH | Cartonning | SPR/26/02/065 | 2026-02-27
MOB | ENG | P-12764-00 | General - Silicone Gasket for Ferrule dia. 1/2inch; Custom; -; 1 pcs | 1 | 1 | 0 | Pcs | MFH | FD | SPR/26/02/066 | 2026-02-27
MOB | ENG | - | Clamp Ferrule 1/2 inch | 1 | 1 | 0 | Pcs | MFH | FD | SPR/26/02/066 | 2026-02-27
BDU | ENG | P-15862-00 | PAPER RECORD YOKOGAWA; FOLDING CHART B9565AW | 1 | 1 | 0 | Pcs | MFH | PSG | SPR/26/02/067 | 2026-02-27
MRN | ENG | P-20041-00 | General - Cable Duct 15 x 30mm; No Brand; -; 1,7meter/pc | 2 | 2 | 0 | Pcs | MFH | Building | SPR/26/02/068 | 2026-02-27
MAP | ENG | T-80047-00 | Battery ALKALINE AAA | 6 | 6 | 0 | Pcs | MFH | Building | SPR/26/02/069 | 2026-02-27
ANO | ENG | Q-10249-00 | Lem Power Glue; ; ; | 1 | 1 | 0 | Pcs | MFH | EDM | SPR/26/02/070 | 2026-02-27
ANO | ENG | P-19895-00 | General - Baut M4 x 60mm + Mur + Ring; No Brand; -; 1 pc | 1 | 5 | 0 | Pcs | MFH | Aerosol | SPR/26/02/071 | 2026-02-27
MRN | ENG | P-10874-00 | General - Vlok Sok/Reducer PVC AW 1" x 1/2"; Rucika; -; 1 pcs | 2 | 2 | 0 | Pcs | MFH | - | SPR/26/02/072 | 2026-02-27
MUN | ENG | T-20123-00 | Acquity PDA/TUV 2489/2998 Perf Main Kit (lampu HPLC); Waters; P/N 201000281; 1 pc | 1 | 1 | 0 | Pcs | MFH | HPLC | SPR/26/02/073 | 2026-02-27
ROS | ENG | O-20487-00 | General - Isolator Glove Smaller glove CSM (AS : E10330 Y 7 E4); Austar; ; 1 Pc | 2 | 2 | 0 | Pcs | MFH | cRABS | SPR/26/02/074 | 2026-02-27
ROS | ENG | O-16032-00 | General - Sleeves M200/90 Y 550 E4 Bt5/5 BJ, Material : CSM; Shape : 200/90; Thickness (mm) : 4/10; Leng; Piercan; 1643; 1 Pc | 1 | 1 | 0 | Pcs | MFH | cRABS | SPR/26/02/074 | 2026-02-27
ROS | ENG | O-20913-00 | General - Air Gripper; SMC; MHZJ2 20DS X43 X81B; 1 Pc | 2 | 2 | 0 | Pcs | MFH | Washing | SPR/26/02/075 | 2026-02-27
ROS | ENG | P-13389-00 | Scotch Brite 3M; ; ; | 1 | 1 | 0 | pcs | MFH | Washing | SPR/26/02/075 | 2026-02-27
ROS | ENG | O-16647-00 | Washing RAR4 - Oring Silicone Merah 23x18x2.5 mm; ; ; | 10 | 10 | 0 | Pcs | MFH | Capping | SPR/26/02/075 | 2026-02-27
SFH | ENG | Q-10475-00 | Cat Tembok; ; ; - Cat Dulux Ambiance Brilliant White @ 20 Ltr | 1 | 1 | 0 | Pail | MFH | Building | SPR/26/02/076 | 2026-02-27
SFH | ENG | Q-10401-00 | Kuas Cat Uk. 3 inch;Eterna;Tipe 611;pack size per pcs | 1 | 1 | 0 | Pcs | MFH | Building | SPR/26/02/076 | 2026-02-27
SFH | ENG | Q-10154-00 | Kuas Cat Roller uk. 230 mm;No Brand;;pack size per set | 1 | 1 | 0 | Pcs | MFH | Building | SPR/26/02/076 | 2026-02-27
MOB | ENG | J-10205-02 | Chlorine Test; Merck; c/n 1.14978.0001; 600 tests/pack | 1 | 1 | 0 | Pcs | MFH | - | SPR/26/02/077 | 2026-02-27
BDU | ENG | P-51559-00 | General - Lampu TL LED T5 14 W White; Philips; -; 1 unt | 1 | 2 | 0 | Pcs | MFH | Building | SPR/26/02/078 | 2026-02-27
ROS | ENG | O-16647-00 | Washing RAR4 - Oring Silicone Merah 23x18x2.5 mm; ; ; | 10 | 10 | 0 | Pcs | MFH | Capping | SPR/26/02/079 | 2026-02-27
ROS | ENG | P-19895-00 | General - Baut M4 x 60mm + Mur + Ring; No Brand; -; 1 pc | 3 | 8 | 0 | Pcs | MFH | Aerosol | SPR/26/02/079 | 2026-02-27
BDU | ENG | P-51560-00 | General - Lampu TL LED T5 28 W White; Philips; -; 1 unt | 1 | 1 | 0 | Pcs | MFH | Building | SPR/26/02/080 | 2026-02-27
BDU | ENG | P-53102-00 | Lampu PLC 13watt/E27 Putih; Phillips; ; | 2 | 2 | 0 | Pcs | MFH | Building | SPR/26/02/080 | 2026-02-27
ROS | ENG | - | Strainer Autoclave | 1 | 1 | 0 | Pcs | MFH | Autoclave | SPR/26/02/081 | 2026-02-27
ROS | ENG | O-16647-00 | Washing RAR4 - Oring Silicone Merah 23x18x2.5 mm; ; ; | 10 | 10 | 0 | Pcs | MFH | Capping | SPR/26/02/081 | 2026-02-27
ANO | ENG | O-17279-00 | General - Compact Cylinder, ADVULQ-20-110-P-A; Festo; 156102; 1 pcs | 1 | 1 | 0 | Pcs | MFH | Washing | SPR/26/02/082 | 2026-02-27
ROS | ENG | P-17361-00 | General - O-ring EPDM 15 x 9 x 3 mm; No Brand; -; 1 pc | 2 | 2 | 0 | Pcs | MFH | Autoclave | SPR/26/02/083 | 2026-02-27
ROS | ENG | P-12764-00 | General - Silicone Gasket for Ferrule dia. 1/2inch; Custom; -; 1 pcs | 1 | 1 | 0 | Pcs | MFH | Autoclave | SPR/26/02/083 | 2026-02-27
SFH | ENG | Q-10572-00 | Lampu LED Tube TL T8 16W 1200 mm;Philips;;pack size per pcs | 3 | 3 | 0 | Pcs | MFH | Building | SPR/26/02/084 | 2026-02-27
SFH | ENG | P-51559-00 | General - Lampu TL LED T5 14 W White; Philips; -; 1 unt | 1 | 2 | 0 | Pcs | MFH | Building | SPR/26/02/084 | 2026-02-27
ROS | ENG | O-14639-00 | General - EPDM Gasket for Ferrule dia. 1/2"; -; -; 1 pc | 5 | 5 | 0 | Pcs | MFH | Mixing | SPR/26/02/085 | 2026-02-27
ROS | ENG | O-14641-00 | General - Silicone Gasket for Ferrule dia. 1"; -; -; 1 Pc | 2 | 2 | 0 | Pcs | MFH | Mixing | SPR/26/02/085 | 2026-02-27
SFH | ENG | Q-10249-00 | Lem Power Glue; ; ; | 3 | 3 | 0 | Pcs | MFH | Building | SPR/26/02/086 | 2026-02-27
SFH | ENG | Q-60025-00 | Kuas Cat Uk. 1 inch;Eterna;Tipe 611;pack size per pcs | 1 | 1 | 0 | Pcs | MFH | Building | SPR/26/02/086 | 2026-02-27
MRN | ENG | T-80043-00 | Battery ABC Kotak 9V | 1 | 1 | 0 | Pcs | MFH | - | SPR/26/02/087 | 2026-02-27
SFH | ENG | Q-12060-00 | Polyurethane (PU) Foam Sealent Spray; No Brand; LX-100; pack size 750 ml per botol | 1 | 1 | 0 | Pcs | MFH | Building | SPR/26/02/088 | 2026-02-27
SFH | ENG | P-15851-00 | General - Ampelas P100; EAGLE; -; 1 pcs | 4 | 4 | 0 | Pcs | MFH | Building | SPR/26/02/089 | 2026-02-27
ROS | ENG | O-20487-00 | General - Isolator Glove Smaller glove CSM (AS : E10330 Y 7 E4); Austar; ; 1 Pc | 1 | 1 | 0 | Pcs | MFH | FIlling | SPR/26/02/090 | 2026-02-27
ROS | ENG | P-18665-00 | General - Clamp Ferrule, Heavy Duty, SS 304L, 1" - 1 1/2"; No Brand; -; 1 pcs | 4 | 4 | 0 | Pcs | MFH | Hubber | SPR/26/02/099 | 2026-02-27
ROS | ENG | O-14641-00 | General - Silicone Gasket for Ferrule dia. 1"; -; -; 1 Pc | 4 | 4 | 0 | Pcs | MFH | Hubber | SPR/26/02/099 | 2026-02-27
SHN | PRO | P-12994-00 | Nippon Tape - ASF-110FR | 1 | 1 | 0 | Pcs | MFH | Capping | SPR/26/02/100 | 2026-02-27
SHN | PRO | P-11968-00 | Berusynt FGH Spray H1 - Bechem | 1 | 1 | 0 | Pcs | MFH | Capping | SPR/26/02/100 | 2026-02-27
BDU | ENG | O-16030-00 | General - Dry box glove, 4/10 mm, CSM, 97800 Y 8.5 E4 5; Piercan; 1292; 10 pcs per pack | 1 | 1 | 0 | Pcs | MFH | Isolator Sampling | SPR/26/02/101 | 2026-02-27
NDS | ENG | O-21153-00 | Blister TR100LT - Shaft Pengunci Forming 40x163 mm, Mat. VCN; Custom /Lokal; -; 1 Pc | 1 | 1 | 0 | Pcs | MFH | Blistering | SPR/26/02/102 | 2026-02-27
NDS | ENG | O-21154-00 | Blister TR100LT - Dudukan Forming 40x10 mm, Mat. VCN; Custom /Lokal; -; 1 Pc | 2 | 2 | 0 | Pcs | MFH | Blistering | SPR/26/02/102 | 2026-02-27
NDS | ENG | O-20746-00 | Autoclave FOF5/9A - Oring Silicone 1.7x11x15 mm; Custom/Lokal; -; 1 Pc | 1 | 1 | 0 | Pcs | MFH | Autoclave | SPR/26/02/102 | 2026-02-27
AAA | ENG | O-16032-00 | General - Sleeves M200/90 Y 550 E4 Bt5/5 BJ, Material : CSM; Shape : 200/90; Thickness (mm) : 4/10; Leng; Piercan; 1643; 1 Pc | 1 | 1 | 0 | Pcs | MFH | cRABS | SPR/26/02/103 | 2026-02-27
MOB | ENG | P-54468-00 | General - Temperature Sensor Duct PT TMP 100K Ohm 4 inch; Siemens; 536-811; 1pc | 1 | 1 | 0 | Pcs | MFH | AHU | SPR/26/02/104 | 2026-02-27
RIA | ENG | O-53033-00 | Saklar Switch Lampu ZN On Off Kaki 4 Kaki Pin 15-20ALokal | 1 | 1 | 0 | Pcs | MFH | - | SPR/26/02/105 | 2026-02-27
RIA | ENG | O-52859-00 | Temperature Controller - TK4S- 24RN 100-240 VAC AUTONICS; ; ; | 1 | 1 | 0 | Pcs | MFH | - | SPR/26/02/106 | 2026-02-27
RIA | ENG | P-54402-00 | General - Thermocouple TW-N (PT100), Dia.: 6.4*30L*2M*PT1/8; Autonics; A04209; 1 pc | 1 | 1 | 0 | Pcs | MFH | - | SPR/26/02/106 | 2026-02-27
RIA | ENG | P-53363-00 | Contactor Schneider LC1D12M7 Coil 220 VAC; ; ; | 1 | 1 | 0 | Pcs | MFH | - | SPR/26/02/106 | 2026-02-27
RIA | ENG | O-54015-00 | STOP KONTAK LUBANG 4, BROCO | 3 | 3 | 0 | Pcs | MFH | - | SPR/26/02/107 | 2026-02-27
RIA | ENG | O-54014-00 | STEKER 1 PHASE, BROCO | 3 | 3 | 0 | Pcs | MFH | - | SPR/26/02/107 | 2026-02-27
RIA | ENG | P-50286-00 | Kabel NYYHY 3 x 1,5 mm | 10 | 10 | 0 | Pcs | MFH | - | SPR/26/02/107 | 2026-02-27
RIA | ENG | P-17645-00 | Sodium Hiphoclorite; ; ; ltr | 180 | 180 | 0 | Pcs | MFH | - | SPR/26/02/108 | 2026-02-27
RIA | ENG | P-53382-00 | General - Exhaust Fan; KDK; 24CDQNA; 1 unit | 1 | 1 | 0 | Pcs | MFH | - | SPR/26/02/108 | 2026-02-27
RIA | ENG | P-52975-00 | General - Limit Switch IP65; EWIG; E8108; 1 pc | 1 | 1 | 0 | Pcs | MFH | - | SPR/26/02/108 | 2026-02-27
MIP | HRG | Q-10580-00 | Cat Ftalit 444 Banana Yellow; ; ; 1 Kg per Can | 2 | 2 | 0 | Pcs | MFH | Building | SPR/26/02/109 | 2026-02-27
MIP | HRG | Q-10128-00 | Thinner Super End/Impala | 2 | 2 | 0 | Pcs | MFH | Building | SPR/26/02/109 | 2026-02-27
MIP | HRG | Q-10656-00 | Kuas Cat Uk. 5 inch;No Brand;;pack size per pcs | 2 | 2 | 0 | Pcs | MFH | Building | SPR/26/02/109 | 2026-02-27
SFH | ENG | S-40645-00 | Cable Ties, 200 x 4.8 mm; SIGMA; CS 200L; Putih;100 pcs/pack | 1 | 1 | 0 | Pcs | MFH | Building | SPR/26/02/110 | 2026-02-27
SFH | ENG | Q-10302-00 | Compound / Kompon Gypsum;No Brand;;pack size 20 kg per pck | 1 | 1 | 0 | Pcs | MFH | Building | SPR/26/02/110 | 2026-02-27
SFH | ENG | Q-10153-00 | Kuas Cat Roller uk. 110 mm;No Brand;;pack size per set | 1 | 1 | 0 | Pcs | MFH | Building | SPR/26/02/110 | 2026-02-27
RIA | ENG | O-54015-00 | STOP KONTAK LUBANG 4, BROCO | 1 | 1 | 0 | Pcs | MFH | Building | SPR/26/02/111 | 2026-02-27
RIA | ENG | O-54014-00 | STEKER 1 PHASE, BROCO | 1 | 1 | 0 | Pcs | MFH | Building | SPR/26/02/111 | 2026-02-27
RIA | ENG | O-15931-00 | Double Tape 3M 1" Merah - P/N : - pc | 1 | 1 | 0 | Pcs | MFH | Building | SPR/26/02/111 | 2026-02-27
RIA | ENG | P-19160-00 | General - Cable Duct PVC 65 x 65 x 2900mm; Lokal; -; 1 pcs | 2 | 2 | 0 | Pcs | MFH | Building | SPR/26/02/112 | 2026-02-27
RIA | ENG | Q-60502-00 | Silicone Sealant, Silglaze, Type N10 White, pack size per pcs | 1 | 1 | 0 | Pcs | MFH | Building | SPR/26/02/112 | 2026-02-27
RIA | ENG | O-15931-00 | Double Tape 3M 1" Merah - P/N : - pc | 1 | 1 | 0 | Pcs | MFH | Building | SPR/26/02/112 | 2026-02-27
RIA | ENG | Q-10946-00 | Silicone Sealant;Silglaze;Type N10 Light Grey;pack size per pcs | 1 | 1 | 0 | Pcs | MFH | Dispensing | SPR/26/02/113 | 2026-02-27
ANO | ENG | T-80681-00 | Battery Kancing Energizer CR2032 3V Lithium; ; ; | 1 | 1 | 0 | Pcs | MFH | Walk In Incubator | SPR/26/02/114 | 2026-02-27
ANO | ENG | O-16647-00 | Washing RAR4 - Oring Silicone Merah 23x18x2.5 mm; ; ; | 10 | 10 | 0 | Pcs | MFH | Capping | SPR/26/02/115 | 2026-02-27
RIA | ENG | P-50562-00 | Socket Relay PF083A-E; Omron; PF083A; 1 pieces | 1 | 1 | 0 | Pcs | MFH | - | SPR/26/02/116 | 2026-02-27
RIA | ENG | O-50863-00 | General - Relay 220-240 VAC; Omron; MY4N; 1 Pc | 1 | 1 | 0 | Pcs | MFH | - | SPR/26/02/116 | 2026-02-27
RIA | ENG | P-50810-00 | General - Buzzer AD22-22MSD red with lamp; FORT; -; 1 pcs | 1 | 1 | 0 | Pcs | MFH | - | SPR/26/02/116 | 2026-02-27
RIA | ENG | P-51216-00 | Pipa conduit 20mm | 3 | 3 | 0 | Pcs | MFH | Hot Water | SPR/26/02/117 | 2026-02-27
RIA | ENG | P-10945-00 | General - Seal Tape 1/2inch 10 M; Onda; ST 01; 1 pcs | 2 | 2 | 0 | Pcs | MFH | Hot Water | SPR/26/02/117 | 2026-02-27
RIA | ENG | - | Sock Conduit | 6 | 6 | 0 | Pcs | MFH | Hot Water | SPR/26/02/117 | 2026-02-27
RIA | ENG | P-50810-00 | General - Buzzer AD22-22MSD red with lamp; FORT; -; 1 pcs | 1 | 1 | 0 | Pcs | MFH | Hot Water | SPR/26/02/118 | 2026-02-27
ANO | ENG | T-20851-00 | One-piece Fitting, 10 - 32; Waters; 700004841; 10 pcs per pack; Waters; 700004841; 10 pcs/pack | 2 | 2 | 0 | Pcs | MFH | HPLC | SPR/26/03/001 | 2026-03-31
ANO | ENG | O-19430-00 | Baut SS L M5 x 20 mm + Mur + Ring; ; ;; ; ;; ; ; | 2 | 2 | 0 | Pcs | MFH | HPLC | SPR/26/03/001 | 2026-03-31
SFH | ENG | Q-10153-00 | Kuas Cat Roller uk. 110 mm;No Brand;;pack size per set | 1 | 1 | 0 | Pcs | MFH | Building | SPR/26/03/002 | 2026-03-31
SFH | ENG | Q-10128-00 | Thinner Super End/Impala | 1 | 1 | 0 | Pcs | MFH | Building | SPR/26/03/002 | 2026-03-31
NDS | ENG | O-17831-00 | Gear Door Autoclave | 1 | 1 | 0 | Pcs | MFH | Autoclave | SPR/26/03/003 | 2026-03-31
SFH | ENG | Q-60405-00 | Cat Durogloss DR-2000; Propan; Type Spiders Web 90YY 73/040; 0,9 L/can | 3 | 3 | 0 | Pcs | MFH | Building | SPR/26/03/004 | 2026-03-31
SFH | ENG | Q-10128-00 | Thinner Super End/Impala | 1 | 3 | 0 | Pcs | MFH | Building | SPR/26/03/004 | 2026-03-31
SFH | ENG | Q-10153-00 | Kuas Cat Roller uk. 110 mm;No Brand;;pack size per set | 3 | 3 | 0 | Pcs | MFH | Building | SPR/26/03/004 | 2026-03-31
SFH | ENG | Q-12060-00 | Polyurethane (PU) Foam Sealent Spray; No Brand; LX-100; pack size 750 ml per botol | 1 | 1 | 0 | Pcs | MFH | Building | SPR/26/03/005 | 2026-03-31
SFH | ENG | P-15852-00 | AMPLAS EAGLE 500 | 4 | 4 | 0 | Pcs | MFH | Building | SPR/26/03/005 | 2026-03-31
SFH | ENG | T-80109-00 | Cellotape / Lakban Kertas 1 inch warna Putih | 7 | 7 | 0 | Pcs | MFH | Building | SPR/26/03/005 | 2026-03-31
SFH | ENG | P-51741-00 | Lampu Phillips PHP LED; 710 7w E27 White 220-240v; ; ; | 4 | 4 | 0 | Pcs | MFH | Building | SPR/26/03/006 | 2026-03-31
SFH | ENG | Q-60501-00 | Silicone Sealant, Silglaze, Type N10 Clear, pack size per pcs | 1 | 1 | 0 | Pcs | MFH | Building | SPR/26/03/006 | 2026-03-31
SFH | ENG | P-53169-00 | General - Trafo BalLast EBC 2x28W; Phillips; EB-C 228; 1 pcs | 2 | 2 | 0 | Pcs | MFH | Building | SPR/26/03/006 | 2026-03-31
ANO | ENG | P-11431-00 | General - Plastic Tubing, PUN-H-8X1,25-BL; Festo; 197385; 1 m | 4 | 4 | 0 | Pcs | MFH | Mixing | SPR/26/03/007 | 2026-03-31
MOB | ENG | O-19346-00 | HEPA filter minipleat, size: 1220X610X93 H14; ; ; | 3 | 3 | 0 | Pcs | MFH | AHU | SPR/26/03/008 | 2026-03-31
MOB | ENG | P-15438-00 | CABLE SPIRAL WRAPPING, TYPE KS12, BRAND KSS; ; ; | 1 | 1 | 0 | Pck | MFH | PWG | SPR/26/03/009 | 2026-03-31
SFH | ENG | O-19346-00 | HEPA filter minipleat, size: 1220X610X93 H14; ; ; | 1 | 1 | 0 | Pcs | MFH | Building | SPR/26/03/010 | 2026-03-31
SFH | ENG | Q-60405-00 | Cat Durogloss DR-2000; Propan; Type Spiders Web 90YY 73/040; 0,9 L/can | 1 | 1 | 0 | Pcs | MFH | Building | SPR/26/03/010 | 2026-03-31
ROS | ENG | P-10945-00 | General - Seal Tape 1/2inch 10 M; Onda; ST 01; 1 pcs | 1 | 1 | 0 | Pcs | MFH | Autoclave | SPR/26/03/011 | 2026-03-31
ROS | ENG | O-16647-00 | Washing RAR4 - Oring Silicone Merah 23x18x2.5 mm; ; ; | 10 | 10 | 0 | Pcs | MFH | Capping | SPR/26/03/011 | 2026-03-31
MOB | ENG | P-15862-00 | PAPER RECORD YOKOGAWA; FOLDING CHART B9565AW | 1 | 1 | 0 | Pcs | MFH | WFI SKID | SPR/26/03/012 | 2026-03-31
MOB | ENG | P-15862-00 | PAPER RECORD YOKOGAWA; FOLDING CHART B9565AW | 1 | 1 | 0 | Pcs | MFH | PW SKID | SPR/26/03/013 | 2026-03-31
KFF | ENG | P-18788-00 | General - Baut Hexagonal, SS, M6 x 55 mm + Mur; No Brand; -; 1 pcs | 10 | 10 | 0 | Pcs | MFH | Blistering | SPR/26/03/014 | 2026-03-31
SFH | ENG | O-15931-00 | Double Tape 3M 1" Merah - P/N : - pc | 1 | 1 | 0 | Pcs | MFH | Building | SPR/26/03/015 | 2026-03-31
SFH | ENG | P-12495-00 | Mata Bor besi dia 7.5 mm ex NACHI | 1 | 1 | 0 | pcs | MFH | Building | SPR/26/03/015 | 2026-03-31
BDU | ENG | S-40645-00 | Cable Ties, 200 x 4.8 mm; SIGMA; CS 200L; Putih;100 pcs/pack | 1 | 1 | 0 | Pcs | MFH | Furnance | SPR/26/03/016 | 2026-03-31
BDU | ENG | P-15851-00 | General - Ampelas P100; EAGLE; -; 1 pcs | 1 | 1 | 0 | Pcs | MFH | Produksi | SPR/26/03/016 | 2026-03-31
BDU | ENG | P-19080-00 | Cabel Tie Mount 30 x 30 mm; Sigma; ; | 1 | 1 | 0 | pack | MFH | Furnance | SPR/26/03/016 | 2026-03-31
KFF | ENG | P-19908-00 | General - Tig Welding torch Up Collect Body Nozzle Kit WP17 dan WP26; No Brand; -; 15 pcs/set | 1 | 1 | 0 | Set | MFH | Blistering | SPR/26/03/017 | 2026-03-31
KFF | ENG | P-16402-00 | Kaca Las Warna Hitam No. 10 | 1 | 1 | 0 | Pcs | MFH | Blistering | SPR/26/03/017 | 2026-03-31
KFF | ENG | P-18788-00 | General - Baut Hexagonal, SS, M6 x 55 mm + Mur; No Brand; -; 1 pcs | 14 | 14 | 0 | Pcs | MFH | Blistering | SPR/26/03/017 | 2026-03-31
NDS | ENG | P-11968-00 | Berusynt FGH Spray H1 - Bechem | 1 | 1 | 0 | Pcs | MFH | Cartonning | SPR/26/03/018 | 2026-03-31
NDS | ENG | P-11694-00 | Mata Gerinda 4" | 2 | 2 | 0 | Pcs | MFH | Building | SPR/26/03/018 | 2026-03-31
BDU | ENG | P-17358-00 | Oring EPDM 41.5x35x3.5 mm | 9 | 10 | 0 | Pcs | MFH | Capping | SPR/26/03/019 | 2026-03-31
ROS | ENG | O-51000-00 | Colamark - Print Head for Part TTO Domino p/n EPP001359 SP | 1 | 1 | 0 | Pcs | MFH | Labelling | SPR/26/03/020 | 2026-03-31
SFH | ENG | P-51559-00 | General - Lampu TL LED T5 14 W White; Philips; -; 1 unt | 1 | 1 | 0 | Pcs | MFH | Building | SPR/26/03/021 | 2026-03-31
SFH | ENG | P-51560-00 | General - Lampu TL LED T5 28 W White; Philips; -; 1 unt | 3 | 3 | 0 | Pcs | MFH | Building | SPR/26/03/021 | 2026-03-31
SFH | ENG | P-54210-00 | Tutup stop kontak; IEC 60529 BS5733;; Schneider; ; | 1 | 1 | 0 | Pcs | MFH | Building | SPR/26/03/021 | 2026-03-31
RIA | ENG | P-11228-00 | Pneumatic Fitting - QST 8 / PN : 153130 / Festo | 2 | 2 | 0 | Pcs | MFH | - | SPR/26/03/022 | 2026-03-31
RIA | ENG | P-53055-00 | General - Fuse Keramik Double 160A 690VAC Bussman FEE160 | 1 | 1 | 0 | Pcs | MFH | - | SPR/26/03/022 | 2026-03-31
KFF | ENG | Q-60503-00 | Silicone Sealant, Silglaze, Type N10 Grey, pack size per pcs | 1 | 1 | 0 | Pcs | MFH | Dispensing | SPR/26/03/023 | 2026-03-31
KFF | ENG | T-80109-00 | Cellotape / Lakban Kertas 1 inch warna Putih | 1 | 1 | 0 | Pcs | MFH | Dispensing | SPR/26/03/023 | 2026-03-31
ROS | ENG | S-40645-00 | Cable Ties, 200 x 4.8 mm; SIGMA; CS 200L; Putih;100 pcs/pack | 1 | 1 | 0 | Pcs | MFH | FD | SPR/26/03/024 | 2026-03-31
BDU | ENG | T-80109-00 | Cellotape / Lakban Kertas 1 inch warna Putih | 4 | 4 | 0 | Pcs | MFH | Building | SPR/26/03/025 | 2026-03-31
BDU | ENG | Q-60502-00 | Silicone Sealant, Silglaze, Type N10 White, pack size per pcs | 4 | 4 | 0 | Pcs | MFH | Building | SPR/26/03/025 | 2026-03-31
NDS | ENG | Q-60502-00 | Silicone Sealant, Silglaze, Type N10 Grey, pack size per pcs | 1 | 1 | 0 | Pcs | MFH | Blistering | SPR/26/03/026 | 2026-03-31
ROS | ENG | O-18055-00 | Robot Casepacker - Suction cup; VB17. single below; diameter Cup 17 mm.; vmeca; ; | 2 | 2 | 0 | Pcs | MFH | Cartonning | SPR/26/03/027 | 2026-03-31
AAA | ENG | P-50288-00 | Bola Lampu - Halogen 20 W Osram | 1 | 1 | 0 | Pcs | MFH | Mixing | SPR/26/03/028 | 2026-03-31
ROS | ENG | O-16980-00 | Freeze Dryer MBE1207 - Diaphrapm DA040E2 M4 Saunders CIPTA SOLUSI ANDALAN, PT P/N : - pc | 6 | 6 | 0 | pcs | MFH | FD | SPR/26/03/029 | 2026-03-31
ROS | ENG | O-16981-00 | Freeze Dryer MBE1207 - Diaphrapm DA025E2 M4 Saunders CIPTA SOLUSI ANDALAN, PT P/N : - pc | 10 | 10 | 0 | Pcs | MFH | FD | SPR/26/03/029 | 2026-03-31
ROS | ENG | O-11181-00 | Bearing 626-2Z | 2 | 2 | 0 | Pcs | MFH | Capping | SPR/26/03/030 | 2026-03-31
MRN | ENG | P-14457-00 | Filter IAF MBV Series (Medium Filter), efficiency : 90-95 %, Size: 24 x 24 x 12 inch; IAF; ; | 2 | 2 | 0 | Pcs | MFH | AHU | SPR/26/03/031 | 2026-03-31
MRN | ENG | P-14458-00 | Filter IAF MBV Series (Medium Filter), efficiency : 90-95 %, Size: 12 x 24 x 12 inch; IAF; ; | 1 | 1 | 0 | Pcs | MFH | AHU | SPR/26/03/031 | 2026-03-31
MRN | ENG | O-53041-00 | Bola Lampu 24-30v 5-10W 16x28mm | 2 | 2 | 0 | Pcs | MFH | Mixing | SPR/26/03/031 | 2026-03-31
SFH | ENG | T-80109-00 | Cellotape / Lakban Kertas 1 inch warna Putih | 5 | 5 | 0 | Pcs | MFH | Building | SPR/26/03/032 | 2026-03-31
SFH | ENG | Q-60502-00 | Silicone Sealant, Silglaze, Type N10 White, pack size per pcs | 1 | 1 | 0 | Pcs | MFH | Building | SPR/26/03/032 | 2026-03-31
SFH | ENG | Q-10128-00 | Thinner Super End/Impala | 2 | 2 | 0 | Pcs | MFH | Building | SPR/26/03/032 | 2026-03-31
MRN | ENG | P-50288-00 | Bola Lampu - Halogen 20 W Osram | 1 | 1 | 0 | Pcs | MFH | Mixing | SPR/26/03/033 | 2026-03-31
SFH | ENG | O-54015-00 | STOP KONTAK LUBANG 4, BROCO | 1 | 1 | 0 | Pcs | MFH | Building | SPR/26/03/034 | 2026-03-31
SFH | ENG | O-54014-00 | STEKER 1 PHASE, BROCO | 1 | 1 | 0 | Pcs | MFH | Building | SPR/26/03/034 | 2026-03-31
SFH | ENG | S-40645-00 | Cable Ties, 200 x 4.8 mm; SIGMA; CS 200L; Putih;100 pcs/pack | 1 | 1 | 0 | Pcs | MFH | Building | SPR/26/03/034 | 2026-03-31
KFF | ENG | Q-60025-00 | Kuas Cat Uk. 1 inch;Eterna;Tipe 611;pack size per pcs | 1 | 1 | 0 | Pcs | MFH | - | SPR/26/03/035 | 2026-03-31
NDS | ENG | Q-10434-00 | Lampu Tornado Philips 27 W Cool Daylight; PHILIPS; 27WATTS; | 2 | 2 | 0 | Pcs | MFH | Mixing | SPR/26/03/036 | 2026-03-31
ROS | ENG | O-16032-00 | General - Sleeves M200/90 Y 550 E4 Bt5/5 BJ, Material : CSM; Shape : 200/90; Thickness (mm) : 4/10; Leng; Piercan; 1643; 1 Pc | 1 | 1 | 0 | Pcs | MFH | cRABS | SPR/26/03/037 | 2026-03-31
ROS | ENG | T-80109-00 | Cellotape / Lakban Kertas 1 inch warna Putih | 1 | 1 | 0 | Pcs | MFH | Aerosol | SPR/26/03/038 | 2026-03-31
NDS | ENG | O-20751-00 | Marchesini MA155 - Roller Gripper Cartoning Uk. 13x6x6mm; Custom/Lokal; -; 1 Pc | 1 | 1 | 0 | Pcs | MFH | Cartonning | SPR/26/03/039 | 2026-03-31
KFF | ENG | O-19372-00 | Washing RAR4 - Needle PW, OD.15mmx123mm, Material SS 319; ; ; | 1 | 1 | 0 | Pcs | MFH | Washing | SPR/26/03/040 | 2026-03-31
NDS | ENG | O-14644-00 | General - Silicone Gasket for Ferrule dia. 4"; -; -; 1 Pc | 2 | 2 | 0 | Pcs | MFH | FIlling | SPR/26/03/041 | 2026-03-31
ROS | ENG | P-18725-00 | Freon Refrigerant Chemours Suva R507; ; ; | 1 | 1 | 0 | Pcs | MFH | Hubber | SPR/26/03/042 | 2026-03-31
ANO | ENG | P-12764-00 | General - Silicone Gasket for Ferrule dia. 1/2inch; Custom; -; 1 pcs | 1 | 1 | 0 | Pcs | MFH | Dispensing | SPR/26/03/043 | 2026-03-31
ANO | ENG | P-11694-00 | Mata Gerinda 4" | 3 | 3 | 0 | Pcs | MFH | Dehum | SPR/26/03/044 | 2026-03-31
ROS | ENG | O-16943-00 | Tunnel ST1L - Potentiometer Model 10K 3turns P/n: 3757; ; ; | 1 | 1 | 0 | Pcs | MFH | Tunnel | SPR/26/03/045 | 2026-03-31
MOB | ENG | P-15437-00 | CABLE SPIRAL WRAPPING, TYPE KS24, BRAND KSS; ; ; | 1 | 1 | 0 | Pcs | MFH | - | SPR/26/03/046 | 2026-03-31
MOB | ENG | P-11175-00 | General - Push-in Connector, QS-10-8; Festo; 153039; 1 pcs | 1 | 1 | 0 | Pcs | MFH | - | SPR/26/03/046 | 2026-03-31
MOB | ENG | P-10945-00 | General - Seal Tape 1/2inch 10 M; Onda; ST 01; 1 pcs | 1 | 1 | 0 | Pcs | MFH | - | SPR/26/03/046 | 2026-03-31
MOB | ENG | P-51027-00 | Isolasi Kabel SCOTCH super 33+ size: 19 mmx20x0.177 mm ( vinyl electric tape ) Black 3M | 1 | 1 | 0 | Pcs | MFH | - | SPR/26/03/047 | 2026-03-31
MOB | ENG | Q-10715-00 | Lem PVC Isarplas Kuas @400gr; ; ; | 1 | 1 | 0 | Pcs | MFH | - | SPR/26/03/047 | 2026-03-31
MOB | ENG | P-12266-00 | FESTO - Push In Fitting QS-1/2-10 part number 190646 | 1 | 1 | 0 | Pcs | MFH | - | SPR/26/03/047 | 2026-03-31
MOB | ENG | P-10390-00 | Ball Valve PVC 1" | 1 | 1 | 0 | Pcs | MFH | - | SPR/26/03/048 | 2026-03-31
MOB | ENG | P-10874-00 | General - Vlok Sok/Reducer PVC AW 1" x 1/2"; Rucika; -; 1 pcs | 2 | 2 | 0 | Pcs | MFH | - | SPR/26/03/048 | 2026-03-31
MOB | ENG | P-12749-00 | General - Pipa PVC AW dia. 1inch, Warna Abu-Abu; Rucika; -; 1 pcs | 1 | 1 | 0 | Pcs | MFH | - | SPR/26/03/048 | 2026-03-31
RIA | ENG | P-14424-00 | Garam Kutreat RGN-9800F; ; ; 25Kg/zak | 125 | 125 | 0 | Pcs | MFH | PWG | SPR/26/03/049 | 2026-03-31
KPR | QAS | T-25579-00 | RESIN BED REPLACEMENT FOR M500 TOC Analyzer; Sievers; TOC M500; 1 pc | 1 | 1 | 0 | Pcs | MFH | WFI SKID | SPR/26/03/050 | 2026-03-31
KPR | QAS | T-25578-00 | SAMPLE PUMP HEAD FOR M500 TOC Analyzer; Sievers; TOC M500; 1 pc | 1 | 1 | 0 | Pcs | MFH | WFI SKID | SPR/26/03/050 | 2026-03-31
KPR | QAS | T-20860-00 | OQ/PV headspace sample ;Agilent; PN : 5182-9733; Agilent; 5182-9733; 1 pcs/pack | 1 | 1 | 0 | Pcs | MFH | Labelling | SPR/26/03/050 | 2026-03-31
NDS | ENG | P-20367-00 | General - Oring 8 x 400 x 416mm NBR; Custom Trenade; -; 1 pc | 2 | 2 | 0 | Pcs | MFH | Dispensing | SPR/26/03/051 | 2026-03-31
NDS | ENG | P-51704-00 | Terminal Krustin 6 Terminal | 1 | 1 | 0 | pcs | MFH | Capping | SPR/26/03/051 | 2026-03-31
MRN | ENG | P-19381-00 | General - Adaptor Nepel Kran Freon R22/R410 Isi Freon AC , Low & High; No Brand; ; 1 Pc | 1 | 1 | 0 | Pcs | MFH | AC | SPR/26/03/052 | 2026-03-31
MRN | ENG | P-52519-00 | CAPACITOR 3.5 uF, 450V, 2 kutub; ; ; | 2 | 2 | 0 | Pcs | MFH | AC | SPR/26/03/052 | 2026-03-31
MOB | ENG | P-12083-00 | General - Clamp Selang, SS, 1/2"; Tridon; -; 1 pcs | 2 | 2 | 0 | Pcs | MFH | - | SPR/26/03/053 | 2026-03-31
MOB | ENG | - | Ferrule 1/2 | 2 | 2 | 0 | Pcs | MFH | - | SPR/26/03/053 | 2026-03-31
ROS | ENG | O-16032-00 | General - Sleeves M200/90 Y 550 E4 Bt5/5 BJ, Material : CSM; Shape : 200/90; Thickness (mm) : 4/10; Leng; Piercan; 1643; 1 Pc | 1 | 1 | 0 | Pcs | MFH | cRABS | SPR/26/03/054 | 2026-03-31
KPR | QAS | O-21327-00 | Freeze Dryer Lyofast 10 - Cover Block dia 50mm tebal 10mm, Mat. Kuningan; Custom/Lokal; -; 1 Pc | 27 | 27 | 0 | Pcs | MFH | FD | SPR/26/03/055 | 2026-03-31
ROS | ENG | P-18963-00 | Tubing Nylon Putih 6x8; ; ; | 30 | 30 | 0 | pcs | MFH | Autoclave | SPR/26/03/056 | 2026-03-31
ROS | ENG | P-11185-00 | General - Push-in Connector, QS-8-6; Festo; 153038; 1 pcs | 1 | 1 | 0 | Pcs | MFH | Autoclave | SPR/26/03/056 | 2026-03-31
NDS | ENG | P-11968-00 | Berusynt FGH Spray H1 - Bechem | 1 | 1 | 0 | Pcs | MFH | Blistering | SPR/26/03/057 | 2026-03-31
ROS | ENG | O-16647-00 | Washing RAR4 - Oring Silicone Merah 23x18x2.5 mm; ; ; | 10 | 10 | 0 | Pcs | MFH | Capping | SPR/26/03/058 | 2026-03-31
SFH | ENG | P-54447-00 | General - Lampu LED Downlight DN027B G3 D125 9W, 900 lm, 65k, Putih; Philips; -; 1 pc | 48 | 48 | 0 | Pcs | MFH | Building | SPR/26/03/059 | 2026-03-31
BDU | ENG | Q-10845-00 | Fitting Lampu Bholam E27; ; ; pcs | 1 | 1 | 0 | Pcs | MFH | Fumehood | SPR/26/03/060 | 2026-03-31
BDU | ENG | P-11694-00 | Mata Gerinda 4" | 1 | 1 | 0 | Pcs | MFH | Blistering | SPR/26/03/060 | 2026-03-31
ANO | ENG | P-53050-00 | General - Pompa Magnetik 150W 1 phase; Sanso; PMD 1564; 1 Unit | 1 | 1 | 0 | Unit | MFH | WWTP | SPR/26/03/061 | 2026-03-31
MRN | ENG | Q-60213-00 | Cat F-Talit KF 125, F-Talit, Type Grass Green, pack size per 1 kg | 1 | 1 | 0 | Can | MFH | AHU | SPR/26/03/062 | 2026-03-31
MRN | ENG | - | Pilox Merah | 1 | 1 | 0 | Can | MFH | AHU | SPR/26/03/062 | 2026-03-31
MRN | ENG | - | Pilox Biru | 1 | 1 | 0 | Can | MFH | AHU | SPR/26/03/062 | 2026-03-31
RSP | PRO | P-15852-00 | AMPLAS EAGLE 500 | 2 | 2 | 0 | Pcs | MFH | - | SPR/26/03/063 | 2026-03-31
RSP | PRO | P-15851-00 | General - Ampelas P100; EAGLE; -; 1 pcs | 1 | 1 | 0 | Pcs | MFH | - | SPR/26/03/063 | 2026-03-31
NDS | ENG | P-13389-00 | Scotch Brite 3M; ; ; | 1 | 1 | 0 | Pcs | MFH | - | SPR/26/03/064 | 2026-03-31
RIA | ENG | P-53055-00 | General - Fuse Keramik Double 160A 690VAC Bussman FEE160 | 3 | 3 | 0 | Pcs | MFH | Hot Water | SPR/26/03/065 | 2026-03-31
ROS | ENG | P-54348-00 | General - Exhaust Fan 4414M; EBMPast; -; 1 pc | 1 | 1 | 0 | Pcs | MFH | Dispensing | SPR/26/03/066 | 2026-03-31
SFH | ENG | O-54014-00 | STEKER 1 PHASE, BROCO | 1 | 1 | 0 | Pcs | MFH | Building | SPR/26/03/067 | 2026-03-31
SFH | ENG | O-54015-00 | STOP KONTAK LUBANG 4, BROCO | 1 | 1 | 0 | Pcs | MFH | Building | SPR/26/03/067 | 2026-03-31
ANO | ENG | T-80043-00 | Battery ABC Kotak 9V | 1 | 1 | 0 | Pcs | MFH | Tools | SPR/26/03/068 | 2026-03-31
ROS | ENG | O-21157-00 | Capsul Filling Z40 - Horizontal Directional Fork with Slotted Screw; -; 4378716097 & 4390415100M; 1 Pc | 1 | 1 | 0 | Pcs | MFH | Capsule | SPR/26/03/069 | 2026-03-31
KFF | ENG | P-13389-00 | Scotch Brite 3M; ; ; | 1 | 1 | 0 | Pcs | MFH | Fumehood | SPR/26/03/070 | 2026-03-31
KFF | ENG | T-80109-00 | Cellotape / Lakban Kertas 1 inch warna Putih | 1 | 1 | 0 | Pcs | MFH | - | SPR/26/03/070 | 2026-03-31
RON | ENG | O-13501-00 | Pneumatic Fitting - QST 12 FESTO P/N : - pc | 2 | 2 | 0 | Pcs | MFH | - | SPR/26/03/071 | 2026-03-31
RON | ENG | O-13505-00 | Pneumatic Fitting - QST 10, FESTO P/N : - pc | 1 | 1 | 0 | Pcs | MFH | - | SPR/26/03/071 | 2026-03-31
ANO | ENG | Q-60502-00 | Silicone Sealant, Silglaze, Type N10 White, pack size per pcs | 1 | 1 | 0 | Pcs | MFH | Building | SPR/26/03/072 | 2026-03-31
ANO | ENG | T-80109-00 | Cellotape / Lakban Kertas 1 inch warna Putih | 1 | 1 | 0 | Pcs | MFH | Building | SPR/26/03/072 | 2026-03-31
SFH | ENG | Q-10153-00 | Kuas Cat Roller uk. 110 mm;No Brand;;pack size per set | 2 | 2 | 0 | Pcs | MFH | Building | SPR/26/03/073 | 2026-03-31
BDU | ENG | O-11762-00 | MARCHESINI MA 255 - Conveyor belt Nastro transporto FNB-8E 1850 X 40 HA; Marchesini; C720718540 pc | 1 | 1 | 0 | Pcs | MFH | Cartonning | SPR/26/03/074 | 2026-03-31
BDU | ENG | O-11761-00 | MARCHESINI MA 255 - Conveyor belt Nastro transporto FNB-8E 1380 X 40 HA; Marchesini; C720713840 pc | 1 | 1 | 0 | Pcs | MFH | Cartonning | SPR/26/03/074 | 2026-03-31
INS | PRO | P-11183-00 | General - Push-in Connector, QS-6-4; Festo; 153037; 1 pcs | 2 | 2 | 0 | Pcs | MFH | Capsule | SPR/26/03/075 | 2026-03-31
INS | PRO | P-14955-00 | Straight Union KQ2H04-00A; ; ; | 1 | 1 | 0 | Pcs | MFH | Capsule | SPR/26/03/075 | 2026-03-31
INS | PRO | P-11227-00 | General - Push-in T-connector, QST-6; Festo; 153129; 1 pcs | 1 | 1 | 0 | Pcs | MFH | Capsule | SPR/26/03/075 | 2026-03-31
MRN | ENG | Q-10817-00 | Door Closer Type: TS77 Hold Open; DORMA; ; | 1 | 1 | 0 | Pcs | MFH | - | SPR/26/03/076 | 2026-03-31
MRN | ENG | Q-10130-00 | TOTO - Kran Wastafel Faucet TX 126 LE | 1 | 1 | 0 | Pcs | MFH | Building | SPR/26/03/077 | 2026-03-31
MRN | ENG | P-52110-00 | CAPACITOR 5 uF, 500 V, 50/60 Hz; ; ; | 1 | 1 | 0 | Pcs | MFH | AHU | SPR/26/03/077 | 2026-03-31
KFF | ENG | T-80109-00 | Cellotape / Lakban Kertas 1 inch warna Putih | 1 | 1 | 0 | Pcs | MFH | - | SPR/26/03/078 | 2026-03-31
MOB | ENG | P-10729-00 | Contact cleaner WD 40, 382 gr ; Brand : - ; P/N : - ; Pack Size : pcs | 1 | 1 | 0 | Pcs | MFH | - | SPR/26/03/079 | 2026-03-31
AAA | ENG | O-50863-00 | General - Relay 220-240 VAC; Omron; MY4N; 1 Pc | 1 | 1 | 0 | Pcs | MFH | Deep Freezer | SPR/26/03/080 | 2026-03-31
AAA | ENG | P-54334-00 | General - Socket Relay PYFZ-14-E; Omron; -; 1 pc | 1 | 1 | 0 | Pcs | MFH | Deep Freezer | SPR/26/03/080 | 2026-03-31
AAA | ENG | P-50810-00 | General - Buzzer AD22-22MSD red with lamp; FORT; -; 1 pcs | 1 | 1 | 0 | Pcs | MFH | Deep Freezer | SPR/26/03/080 | 2026-03-31
MRN | ENG | P-15960-00 | General - Freon R32; Dupont; -; 1 pcs | 1 | 1 | 0 | Pcs | MFH | - | SPR/26/03/081 | 2026-03-31
NDS | ENG | O-16647-00 | Washing RAR4 - Oring Silicone Merah 23x18x2.5 mm; ; ; | 10 | 10 | 0 | Pcs | MFH | Capping | SPR/26/03/082 | 2026-03-31
NDS | ENG | P-18555-00 | Baut L SS 304 Uk. M3 x 6 mm | 1 | 1 | 0 | Pcs | MFH | Washing | SPR/26/03/083 | 2026-03-31
ROS | ENG | O-21007-00 | Filling VFM100 - Handle Manual Valve Hexagon 60x27; Custom/Lokal; -; 1 Pc | 1 | 1 | 0 | Pcs | MFH | FIlling | SPR/26/03/084 | 2026-03-31
KFF | ENG | O-15931-00 | Double Tape 3M 1" Merah - P/N : - pc | 1 | 1 | 0 | Pcs | MFH | - | SPR/26/03/085 | 2026-03-31
KFF | ENG | Q-60503-00 | Silicone Sealant, Silglaze, Type N10 Grey, pack size per pcs | 1 | 1 | 0 | Pcs | MFH | - | SPR/26/03/085 | 2026-03-31
ANO | ENG | Q-60502-00 | Silicone Sealant, Silglaze, Type N10 White, pack size per pcs | 1 | 1 | 0 | Pcs | MFH | Building | SPR/26/03/086 | 2026-03-31
MRN | ENG | P-11018-00 | General - Oil Seal TC 15 x 24 x 7; NOK; -; 1 Pc | 2 | 2 | 0 | Pcs | MFH | Washing | SPR/26/03/087 | 2026-03-31
MFH | ENG | O-50863-00 | General - Relay 220-240 VAC; Omron; MY4N; 1 Pc | 5 | 5 | 0 | Pcs | MFH | - | SPR/26/03/088 | 2026-03-31
MFH | ENG | O-51967-00 | Solid State Relay 3-32 VDC - 330 VAC 25 A; ; ; | 2 | 2 | 0 | Pcs | MFH | - | SPR/26/03/088 | 2026-03-31
MFH | ENG | P-51793-00 | Junction Box 20x30x15 cm; ; ; | 1 | 1 | 0 | Pcs | MFH | - | SPR/26/03/088 | 2026-03-31
MFH | ENG | P-51030-00 | General - Kabel NYAF 1x0.75mm, Warna Biru; JEMBO; -; 1 meter | 1 | 1 | 0 | Pcs | MFH | - | SPR/26/03/089 | 2026-03-31
MFH | ENG | P-50274-00 | Kabel NYAF 0.75 Merah | 1 | 1 | 0 | Pcs | MFH | - | SPR/26/03/089 | 2026-03-31
MFH | ENG | P-51253-00 | General - Skun Y 0.75mm; No Brand; -; 100pcs/pack | 1 | 1 | 0 | Pcs | MFH | - | SPR/26/03/089 | 2026-03-31
MFH | ENG | P-50248-00 | Fuse Keramik 13 A 250 V | 2 | 2 | 0 | Pcs | MFH | Furnance | SPR/26/03/090 | 2026-03-31
BDU | ENG | Q-12060-00 | Polyurethane (PU) Foam Sealent Spray; No Brand; LX-100; pack size 750 ml per botol | 1 | 1 | 0 | Pcs | MFH | AHU | SPR/26/03/091 | 2026-03-31
ROS | ENG | O-19429-00 | Baut SS L M4 x 10 mm + Mur + Ring; ; ;; ; ;; ; ; | 1 | 1 | 0 | Pcs | MFH | FIlling | SPR/26/03/092 | 2026-03-31
ROS | ENG | O-19344-00 | HEPA filter minipleat, size: 762x610x69 Class (EN 1822) : H14 - 99,995% MPPS; ; ; | 2 | 2 | 0 | Pcs | MFH | cRABS | SPR/26/03/093 | 2026-03-31
RIA | ENG | Q-10249-00 | Lem Power Glue; ; ; | 4 | 4 | 0 | Pcs | MFH | Building | SPR/26/03/094 | 2026-03-31
RIA | ENG | P-20408-00 | General - Pressure Gauge 10 Bar 3/4 Inch; GMT; -; 1 pc | 1 | 1 | 0 | Pcs | MFH | PWG | SPR/26/03/094 | 2026-03-31
KFF | ENG | T-20135-00 | Sleeves Thickness(mm): 3/10 Length(mm) : 500 Dia.(mm) : 293,00 Plan Reference : FP no 42-PVC 0,3 TA; Piercan; M293/90 PVCTR E3 500; | 1 | 1 | 0 | pcs | MFH | Isolator SKAN | SPR/26/03/095 | 2026-03-31
ROS | ENG | O-18055-00 | Robot Casepacker - Suction cup; VB17. single below; diameter Cup 17 mm.; vmeca; ; | 2 | 2 | 0 | Pcs | MFH | - | SPR/26/03/096 | 2026-03-31
ROS | ENG | O-20487-00 | General - Isolator Glove Smaller glove CSM (AS : E10330 Y 7 E4); Austar; ; 1 Pc | 2 | 2 | 0 | Pcs | MFH | Isolator SKAN | SPR/26/03/097 | 2026-03-31
MFH | ENG | P-51236-00 | Skun ( I ) pin dia 0.75 mm | 2 | 2 | 0 | Pcs | MFH | - | SPR/26/03/098 | 2026-03-31
ROS | ENG | P-19693-00 | General - Lem Adhesive; Superlon; -; 1kg/can | 1 | 1 | 0 | Can | MFH | Tunnel | SPR/04/26/001 | 2026-04-30
ROS | ENG | Q-60503-00 | Silicone Sealant;Silglaze;Type N10 Grey;pack size per pcs | 1 | 1 | 0 | Pcs | MFH | Tunnel | SPR/04/26/001 | 2026-04-30
ROS | ENG | T-80109-00 | Cellotape / Lakban Kertas 1 inch warna Putih ; No Brand ; pack size per pcs | 1 | 1 | 0 | Pcs | MFH | Tunnel | SPR/04/26/001 | 2026-04-30
KFF | ENG | O-21063-00 | General - POS10 Rod End Bearing Ulir kanan; -; -; 1 Pc | 1 | 1 | 0 | Pcs | MFH | Blistering | SPR/04/26/002 | 2026-04-30
MRN | ENG | P-19693-00 | General - Lem Adhesive; Superlon; -; 1kg/can | 1 | 1 | 0 | Pcs | MFH | Building | SPR/04/26/003 | 2026-04-30
BDU | ENG | Q-10249-00 | Lem Power Glue; ; ; | 1 | 1 | 0 | Pcs | MFH | - | SPR/04/26/004 | 2026-04-30
MOB | ENG | Q-50013-00 | Frame or Perimeter Seal RP48 White; Raven; R48W6; 6 meter/pck | 2 | 2 | 0 | Pcs | MFH | - | SPR/04/26/005 | 2026-04-30
ANO | ENG | P-51560-00 | General - Lampu TL T5 28W White; Philips; -; 1 unt | 4 | 4 | 0 | Pcs | MFH | Building | SPR/04/26/006 | 2026-04-30
SFH | ENG | P-15852-00 | General - Ampelas P500; EAGLE; -; 1 pcs | 5 | 5 | 0 | Pcs | MFH | Building | SPR/04/26/007 | 2026-04-30
SFH | ENG | Q-10128-00 | Thinner Super End/Impala @ 1 Liter | 3 | 3 | 0 | Pcs | MFH | Building | SPR/04/26/007 | 2026-04-30
SFH | ENG | Q-60405-00 | Cat Durogloss DR-2000; Propan; Type Spiders Web 90YY 73/040; 0,9 L/can | 2 | 2 | 0 | Pcs | MFH | Building | SPR/04/26/007 | 2026-04-30
EOO | ENG | T-20148-00 | Replacement Filter 60 Micron; Sievers; c/n CHTF94402; 1 pc | 1 | 1 | 0 | Pcs | MFH | M500 | SPR/04/26/008 | 2026-04-30
ERA | ENG | O-54014-00 | STEKER 1 PHASE, BROCO | 1 | 1 | 0 | Pcs | MFH | Building | SPR/04/26/009 | 2026-04-30
ERA | ENG | O-54015-00 | STOP KONTAK LUBANG 4, BROCO | 1 | 1 | 0 | Pcs | MFH | Building | SPR/04/26/009 | 2026-04-30
ERA | ENG | P-50286-00 | General - Kabel NYYHY 3 x 1.5mm; SUPREME; -; 1 meter | 1 | 1 | 0 | Pcs | MFH | Building | SPR/04/26/009 | 2026-04-30
BDU | ENG | T-20123-00 | Acquity PDA/TUV 2489/2998 Perf Main Kit (lampu HPLC); Waters; P/N 201000281; 1 pc | 1 | 1 | 0 | Pcs | MFH | HPLC | SPR/04/26/010 | 2026-04-30
MRN | ENG | P-13389-00 | Scotch Brite 3M; ; ; | 1 | 1 | 0 | Pcs | MFH | - | SPR/04/26/011 | 2026-04-30
MRN | ENG | P-10729-00 | General - Contact cleaner WD 40; No Brand; -; 382gr/can | 1 | 1 | 0 | Pcs | MFH | ASRS | SPR/04/26/012 | 2026-04-30
ANO | ENG | P-13389-00 | Scotch Brite 3M; ; ; | 1 | 1 | 0 | Pcs | MFH | AHU | SPR/04/26/013 | 2026-04-30
ANO | ENG | P-15851-00 | AMPLAS EAGLE 100 | 1 | 1 | 0 | Pcs | MFH | AHU | SPR/04/26/013 | 2026-04-30
ROS | ENG | O-21305-00 | Coating PLAB - Directional Control Valve; SMC; VNA101A-F6A; 1 Pc | 2 | 2 | 0 | Pcs | MFH | Coating | SPR/04/26/014 | 2026-04-30
ROS | ENG | P-10945-00 | General - Seal Tape 1inch; ONDA; -; 1 Pcs | 1 | 1 | 0 | Pcs | MFH | Coating | SPR/04/26/014 | 2026-04-30
SFH | ENG | P-51560-00 | General - Lampu TL T5 28W White; Philips; -; 1 unt | 2 | 2 | 0 | Pcs | MFH | Building | SPR/04/26/015 | 2026-04-30
SFH | ENG | P-53169-00 | Ballast Electronic EB-C 228 TL5, 2x28W; Phillips; ; | 1 | 1 | 0 | Pcs | MFH | Building | SPR/04/26/015 | 2026-04-30
MOB | ENG | O-15489-00 | SPA 1120 Brand : Optibelt / Bando Merah; Optibelt; ; | 1 | 1 | 0 | Pcs | MFH | AHU | SPR/04/26/016 | 2026-04-30
MOB | ENG | T-80046-00 | Baterai AA; Alkaline; Isi 6pc/pck | 3 | 3 | 0 | Pcs | MFH | AHU | SPR/04/26/017 | 2026-04-30
MOB | ENG | T-80681-00 | Battery Kancing Energizer CR2032 3V Lithium; ; ; | 3 | 3 | 0 | Pcs | MFH | AHU | SPR/04/26/017 | 2026-04-30
NDS | ENG | O-20487-00 | General - Isolator Glove Smaller glove CSM (AS : E10330 Y 7 E4); Austar; ; 1 Pc | 1 | 1 | Pcs | Pcs | MFH | FIlling | SPR/04/26/018 | 2026-04-30
NDS | ENG | O-16032-00 | General - Sleeves M200/90 Y 550 E4 Bt5/5 BJ, Material : CSM; Shape : 200/90; Thickness (mm) : 4/10; Leng; Piercan; 1643; 1 Pc | 1 | 1 | 0 |  | MFH | FIlling | SPR/04/26/018 | 2026-04-30
NDS | ENG | O-16647-00 | General - Oring Silicone Merah 23x18x2.5 mm; -; -; 1 Pc | 1 | 1 | 0 | Pcs | MFH | FIlling | SPR/04/26/018 | 2026-04-30
SFH | ENG | P-17645-00 | Sodium Hiphoclorite; ; ; ltr | 225 | 225 | 0 | Pcs | MFH | Building | SPR/04/26/019 | 2026-04-30
SFH | ENG | P-12830-00 | Sodium metabisulfit | 6 | 6 | 0 | Pcs | MFH | Building | SPR/04/26/019 | 2026-04-30
PPA | ENG | S-51937-00 | Lid for Desicator, with Stopcock, dor ID 200mm; Normax; 4906324; pieces | 1 | 1 | 0 | Pcs | MFH | Labelling | SPR/04/26/020 | 2026-04-30
BDU | ENG | P-11694-00 | General - Mata Gerinda 4inch; No Brand; -; 1 pcs | 1 | 1 | 0 | Pcs | MFH | WWTP | SPR/04/26/021 | 2026-04-30
BDU | ENG | P-53262-00 | General - Din Rail MCB; No Brand; -; 1 pc | 15 | 15 | 0 | Pcs | MFH | WWTP | SPR/04/26/021 | 2026-04-30
SFH | ENG | P-51560-00 | General - Lampu TL T5 28W White; Philips; -; 1 unt | 8 | 8 | 0 | Pcs | MFH | Building | SPR/04/26/022 | 2026-04-30
SFH | ENG | P-53174-00 | Ballast Electronic EB-C 114 TL5, 1x14W; Phillips; ; | 3 | 3 | 0 | Pcs | MFH | Building | SPR/04/26/022 | 2026-04-30
BDU | ENG | O-50863-00 | General - Relay 220-240 VAC; Omron; MY4N; 1 Pc | 6 | 6 | 0 | Pcs | MFH | WWTP | SPR/04/26/023 | 2026-04-30
BDU | ENG | P-54334-00 | General - Socket Relay PYFZ-14-E; Omron; -; 1 pc | 6 | 6 | 0 | Pcs | MFH | WWTP | SPR/04/26/023 | 2026-04-30
BDU | ENG | P-50427-00 | Pilot Lamps / Red / 220 VAC / AD22-221DS / AXLE | 1 | 1 | 0 | Pcs | MFH | WWTP | SPR/04/26/023 | 2026-04-30
BDU | ENG | P-53411-00 | General - Power Supply ECO 1-PH 24VDC 5A; Wago; 787-722; 1 pc | 1 | 1 | 0 | Pcs | MFH | Mixing | SPR/04/26/024 | 2026-04-30
ANO | ENG | P-51560-00 | General - Lampu TL T5 28W White; Philips; -; 1 unt | 4 | 4 | 0 | Pcs | MFH | Building | SPR/04/26/025 | 2026-04-30
MOB | ENG | P-51560-00 | General - Lampu TL T5 28W White; Philips; -; 1 unt | 2 | 2 | 0 | Pcs | MFH | Building | SPR/04/26/026 | 2026-04-30
MOB | ENG | P-18965-00 | Sparepart Maintenance Kit SRV66 Size 1-2 Inch (0,8 - 2,5 barg); Spirax Sarco; 6404141UA-1; | 1 | 1 | 0 | Pcs | MFH | FD | SPR/04/26/026 | 2026-04-30
MOB | ENG | P-54306-00 | General - Kapacitor AC 40+2uF; Philips; 3PN15960-4; 1 pc | 1 | 1 | 0 | Pcs | MFH | - | SPR/04/26/026 | 2026-04-30
MOB | ENG | Q-12060-00 | Polyurethane (PU) Foam Sealent Spray; No Brand; LX-100; pack size 750 ml per botol | 1 | 1 | 0 | Pcs | MFH | - | SPR/04/26/027 | 2026-04-30
NDS | ENG | O-20487-00 | General - Isolator Glove Smaller glove CSM (AS : E10330 Y 7 E4); Austar; ; 1 Pc | 1 | 1 | 0 | Pcs | MFH | - | SPR/04/26/028 | 2026-04-30
ERA | ENG | P-51027-00 | General - IsoLasi Kabel Hitam 33 (19mm x 20mm x 0.177mm); Scotch; -; 1 Pcs | 1 | 1 | 0 | Pcs | MFH | - | SPR/04/26/029 | 2026-04-30
ERA | ENG | O-54014-00 | STEKER 1 PHASE, BROCO | 1 | 1 | 0 | Pcs | MFH | - | SPR/04/26/029 | 2026-04-30
NDS | ENG | O-19430-00 | General - Baut L, SS, M5 x 20 mm + Mur + Ring; No Brand; -; 1 pcs | 3 | 3 | 0 | Pcs | MFH | - | SPR/04/26/030 | 2026-04-30
KFF | ENG | P-12920-00 | General - Tungsten Electrodes dia 1.6 mm; No Brand; -; 1 pc | 1 | 1 | 0 | Pcs | MFH | Blistering | SPR/04/26/031 | 2026-04-30
RIA | ENG | P-54584-00 | AHU - Centrifugal Duct Inline Blower 8inch; Nicotra; GCIL 200; 1 unit | 1 | 1 | 0 | Pcs | MFH | - | SPR/04/26/032 | 2026-04-30
ERA | ENG | O-18055-00 | Robot Casepacker - Suction cup; VB17. single below; diameter Cup 17 mm; Vmeca; -; 1 Pc | 1 | 1 | 0 | Pcs | MFH | Cartonning | SPR/04/26/033 | 2026-04-30
ROS | ENG | O-16032-00 | General - Sleeves M200/90 Y 550 E4 Bt5/5 BJ, Material : CSM; Shape : 200/90; Thickness (mm) : 4/10; Leng; Piercan; 1643; 1 Pc | 1 | 1 | 0 | Pcs | MFH | cRABS | SPR/04/26/034 | 2026-04-30
ROS | ENG | O-14618-00 | General - Pneumatic pincher silicone cover sleeve c/n 15927; SMC; MHZJ2-J20S; 1 Pc | 2 | 2 | 0 | Pcs | MFH | Washing | SPR/04/26/035 | 2026-04-30
MFH | ENG | P-10183-00 | General - Drain Sewerage Opener GL-10; No Brand; -; 1 pc | 2 | 2 | 0 | Pcs | MFH | - | SPR/04/26/036 | 2026-04-30
ERA | ENG | Q-10249-00 | Lem Power Glue; ; ; | 1 | 1 | 0 | Pcs | MFH | Blistering | SPR/04/26/037 | 2026-04-30
MFH | ENG | P-20369-00 | General - Terminal Viking Grounding 4mm; Legrand; -; 1 pc | 10 | 10 | 0 | Pcs | MFH | - | SPR/04/26/038 | 2026-04-30
MFH | ENG | P-53262-00 | General - Din Rail MCB; No Brand; -; 1 pc | 2 | 2 | 0 | Pcs | MFH | - | SPR/04/26/038 | 2026-04-30
MFH | ENG | P-53263-00 | General - Terminal Block, 4 mm; No Brand; -; 1 pcs | 70 | 70 | 0 | Pcs | MFH | - | SPR/04/26/038 | 2026-04-30
MFH | ENG | O-21372-00 | Filling VFM100 - Pengunci Ventilator, UK : od.26,5mm x id.17mm x 46mm, Mat. POM White; Custom/Lokal; ; 1 Pc | 6 | 6 | 0 | Pcs | MFH | - | SPR/04/26/039 | 2026-04-30
MFH | ENG | O-18775-00 | General - Round Bar SS 8 MM; ; ;; -; -; 1 Pc | 8 | 8 | 0 | Pcs | MFH | - | SPR/04/26/039 | 2026-04-30
MFH | ENG | P-20368-00 | General - Junction Box 220 x 150 x 75mm; No Brand; -; 1 pc | 5 | 5 | 0 | Pcs | MFH | - | SPR/04/26/039 | 2026-04-30
AAA | ENG | T-22314-00 | Refill Board DSR Autosampler.; Pharma Test; 317-0133; unit | 1 | 1 | 0 | Pcs | MFH | Autosampler | SPR/04/26/040 | 2026-04-30
ROS | ENG | O-20487-00 | General - Isolator Glove Smaller glove CSM (AS : E10330 Y 7 E4); Austar; ; 1 Pc | 1 | 1 | 0 | Pcs | MFH | cRABS | SPR/04/26/041 | 2026-04-30
KFF | ENG | O-16647-00 | General - Oring Silicone Merah 23x18x2.5 mm; -; -; 1 Pc | 10 | 10 | 0 | Pcs | MFH | Capping | SPR/04/26/042 | 2026-04-30
MRN | ENG | P-18255-00 | KITZ - Gate Valve dia 2 1/2 inch; ; ; | 2 | 2 | 0 | Pcs | MFH | Building | SPR/04/26/043 | 2026-04-30
MRN | ENG | P-20144-00 | General - Flange SS304 JIS 10K STD 2,5inch; No Brand; -; 1 pc | 4 | 4 | 0 | Pcs | MFH | Building | SPR/04/26/043 | 2026-04-30
RIA | ENG | P-20517-00 | General - Hole Saw SS TCT 23mm; Kugel; -; 1 pc | 1 | 1 | 0 | Pcs | MFH | Building | SPR/04/26/044 | 2026-04-30
RIA | ENG | P-54554-00 | General - Lampu Tl LED Slimliner II T5 10W Cool Light; Hannoch; -; 1 pc | 28 | 28 | 0 | Pcs | MFH | Building | SPR/04/26/044 | 2026-04-30
RIA | ENG | P-11694-00 | General - Mata Gerinda 4inch; No Brand; -; 1 pcs | 2 | 2 | 0 | Pcs | MFH | Building | SPR/04/26/044 | 2026-04-30
KFF | ENG | O-16732-00 | Autoclave Fedegari FVA2/A1 NB2963AT - KIT Ricambi Valv. DN10 ON-OFF FEDEGARI ASIA PTE LTD P/N : KS000025 pc | 2 | 2 | 0 | Pcs | MFH | Autoclave | SPR/04/26/045 | 2026-04-30
ROS | ENG | O-16731-00 | Autoclave Fedegari FVA2/A1 NB2963AT - KIT Ricambi Valv. DN10 ON-OFF FEDEGARI ASIA PTE LTD P/N : KK000301 pc | 2 | 2 | 0 | Pcs | MFH | Autoclave | SPR/04/26/046 | 2026-04-30
ROS | ENG | O-16732-00 | Autoclave Fedegari FVA2/A1 NB2963AT - KIT Ricambi Valv. DN10 ON-OFF FEDEGARI ASIA PTE LTD P/N : KS000025 pc | 1 | 1 | 0 | Pcs | MFH | Autoclave | SPR/04/26/046 | 2026-04-30
RIA | ENG | P-11968-00 | Berusynt FGH Spray H1 - Bechem | 1 | 1 | 0 | Pcs | MFH | Building | SPR/04/26/047 | 2026-04-30
INN | ENG | O-16032-00 | General - Sleeves M200/90 Y 550 E4 Bt5/5 BJ, Material : CSM; Shape : 200/90; Thickness (mm) : 4/10; Leng; Piercan; 1643; 1 Pc | 2 | 2 | 0 | Pcs | MFH | cRABS | SPR/04/26/048 | 2026-04-30
RPA | ENG | O-18055-00 | Robot Casepacker - Suction cup; VB17. single below; diameter Cup 17 mm; Vmeca; -; 1 Pc | 6 | 6 | 0 | Pcs | MFH | - | SPR/04/26/049 | 2026-04-30
KFF | ENG | O-53032-00 | Cable Temperature Sensor Silicone 1,5m PT1000 QAP2012.150 | 1 | 1 | 0 | Pcs | MFH | FD | SPR/04/26/050 | 2026-04-30
AAA | ENG | P-19885-00 | General - Kabel Duct Oval, Size: 50x15, Panjang 2.9meter; Stindo; -; 1 pc | 1 | 1 | 0 | Pcs | MFH | Meja Inspeksi | SPR/04/26/051 | 2026-04-30
AAA | ENG | P-14877-00 | General - Kabel NYYHY 3 x 2.5mm; SUPREME; -; 1 meter | 6 | 6 | 0 | Pcs | MFH | Meja Inspeksi | SPR/04/26/051 | 2026-04-30
AAA | ENG | O-54015-00 | STOP KONTAK LUBANG 4, BROCO | 1 | 1 | 0 | Pcs | MFH | Meja Inspeksi | SPR/04/26/052 | 2026-04-30
AAA | ENG | O-54014-00 | STEKER 1 PHASE, BROCO | 1 | 1 | 0 | Pcs | MFH | Meja Inspeksi | SPR/04/26/052 | 2026-04-30
AAA | ENG | S-40640-00 | Cable Ties, 150 x 3.6 mm; SIGMA; CS 150T; Putih;100 pcs/pack | 1 | 1 | 0 | Pcs | MFH | Meja Inspeksi | SPR/04/26/052 | 2026-04-30
SFH | ENG | P-54447-00 | General - Lampu LED Downlight 9W DN027B G3 D125, 900 lm, 65k, Putih; Philips; -; 1 pc | 3 | 3 | 0 | Pcs | MFH | Building | SPR/04/26/053 | 2026-04-30
SFH | ENG | T-80681-00 | Battery Kancing Energizer CR2032 3V Lithium; ; ; | 1 | 1 | 0 | Pcs | MFH | - | SPR/04/26/053 | 2026-04-30
ANO | ENG | Q-70148-00 | Kunci L Bintang / Tamper Torx Key; Tekiro; HK-TA1206; 9 pc/set | 1 | 1 | 0 | Pcs | MFH | Tools | SPR/04/26/054 | 2026-04-30
NDS | ENG | O-52210-00 | Autoclave Fedegari FVA2/A1 NB2963AT - Level Transmitter code 15218 2m p/n: CD050024; ; ; | 1 | 1 | 0 | Pcs | MFH | Autoclave | SPR/04/26/055 | 2026-04-30
BDU | ENG | P-51889-00 | General - Power Supply SPA-050-24VDC; Autonics; -; 1 pc | 1 | 1 | 0 | Pcs | MFH' | Labelling | SPR/04/26/056 | 2026-04-30
BDU | ENG | P-53262-00 | General - Din Rail MCB; No Brand; -; 1 pc | 1 | 1 | 0 | Pcs | MFH' | Labelling | SPR/04/26/056 | 2026-04-30
KFF | ENG | P-18467-00 | Pass Box Stickers JZC-A Kecil; ; ; | 2 | 2 | 0 | Pcs | MFH | - | SPR/04/26/057 | 2026-04-30
KFF | ENG | P-52569-00 | Limit Switch LX19-001 250 VAC; ; ; | 1 | 1 | 0 | Pcs | MFH | - | SPR/04/26/057 | 2026-04-30
KFF | ENG | - | #N/A | 1 | 1 | 0 | Pcs | MFH | - | SPR/04/26/057 | 2026-04-30
ERA | ENG | Q-50013-00 | Frame or Perimeter Seal RP48 White; Raven; R48W6; 6 meter/pck | 1 | 1 | 0 | Pcs | MFH | Mixing | SPR/04/26/058 | 2026-04-30
AAA | ENG | O-16647-00 | General - Oring Silicone Merah 23x18x2.5 mm; -; -; 1 Pc | 10 | 10 | 0 | Pcs | MFH | Capping | SPR/04/26/059 | 2026-04-30
SFH | ENG | Q-60025-00 | Kuas Cat Uk. 1 inch;Eterna;Tipe 611;pack size per pcs | 2 | 2 | 0 | Pcs | MFH | Building | SPR/04/26/060 | 2026-04-30
SFH | ENG | Q-60434-00 | Semen putih / Acian Putih; Tiga Roda; TR-30; 40 kg/zak | 1 | 1 | 0 | Pcs | MFH | Building | SPR/04/26/060 | 2026-04-30
SFH | ENG | Q-10154-00 | Kuas Cat Roller uk. 230 mm;No Brand;;pack size per set | 2 | 2 | 0 | Pcs | MFH | Building | SPR/04/26/061 | 2026-04-30
SFH | ENG | Q-10153-00 | Kuas Cat Roller uk. 110 mm;No Brand;;pack size per set | 2 | 2 | 0 | Pcs | MFH | Building | SPR/04/26/061 | 2026-04-30
SFH | ENG | P-13389-00 | Scotch Brite 3M; ; ; | 2 | 2 | 0 | Pcs | MFH | Building | SPR/04/26/061 | 2026-04-30
MRN | ENG | O-19431-00 | General - Baut L, SS, M8 x 30 mm + Mur + Ring; No Brand; -; 1 pcs | 10 | 10 | 0 | Pcs | MFH | - | SPR/04/26/062 | 2026-04-30
ROS | ENG | P-12082-00 | General - Clamp Selang, SS, 3/4"; Tridon; -; 1 pcs | 1 | 1 | 0 | Pcs | MFH | - | SPR/04/26/063 | 2026-04-30
ROS | ENG | O-53041-00 | Bola Lampu 24-30v 5-10W 16x28mm | 1 | 1 | 0 | Pcs | MFH | Tower Lamp | SPR/04/26/063 | 2026-04-30
AAA | ENG | T-12200-00 | WD BLUE SSD 500GB 3D NAND SATA SSD; ; ; | 1 | 1 | 0 | Pcs | MFH | Pc | SPR/04/26/064 | 2026-04-30
AAA | ENG | T-22339-00 | Filter Cartridge Vacuum Regulator Gauge 300/400/410/430 (Moisture Trap); Rocker; -; piece | 1 | 1 | 0 | Pcs | MFH | Vacuum Pump Rocker | SPR/04/26/065 | 2026-04-30
ANO | ENG | P-51559-00 | General - Lampu TL T5 14 W White; Philips; -; 1 unt | 4 | 4 | 0 | Pcs | MFH | Building | SPR/04/26/066 | 2026-04-30
ANO | ENG | Q-10487-00 | Tutup Wastafel TOTO; ; ; | 1 | 1 | 0 | Pcs | MFH | Building | SPR/04/26/066 | 2026-04-30
DAA | QAS | O-12734-00 | Tubing Polyurethane TU0805 Clear, SMC, roll SINAR MUTIARA CAKRABUANA, PT P/N : X3 pc | 5 | 5 | 0 | Pcs | MFH | Hepa | SPR/26/05/001 | 2026-05-29
KFF | ENG | P-20544-00 | General - General Ferrule EPDM NW200; No Brand; -; 1pc | 1 | 1 | 0 | Pcs | MFH | Drymill | SPR/26/05/002 | 2026-05-29
MRN | ENG | P-19778-00 | General - Mesh 30 SS 304; No Brand; -; 1 meter | 1 | 1 | 0 | Roll | MFH | - | SPR/26/05/003 | 2026-05-29
MRN | ENG | P-11348-00 | Roda Caster Supo Dia : 3" ( 75 x 38 mm) / Swivel Flange / With Breake | 2 | 2 | 0 | Pcs | MFH | - | SPR/26/05/003 | 2026-05-29
ERA | ENG | O-15931-00 | Double Tape 3M 1" Merah - P/N : - pc | 1 | 1 | 0 | Pcs | MFH | Thawing Rack | SPR/26/05/004 | 2026-05-29
ERA | ENG | P-54512-00 | General - Kabel Duct PVC, Lubang, Uk. 32 x 32mm; No Brand; -; 1 pc | 4 | 4 | 0 | Pcs | MFH | Thawing Rack | SPR/26/05/004 | 2026-05-29
ERA | ENG | Q-10650-00 | Aquaproof Abu-Abu @4 Kg; ; ; | 4 | 4 | 0 | Pcs | MFH | - | SPR/26/05/004 | 2026-05-29
KFF | ENG | P-15437-00 | CABLE SPIRAL WRAPPING, TYPE KS24, BRAND KSS; ; ; | 1 | 1 | 0 | Pcs | MFH | BSC | SPR/26/05/005 | 2026-05-29
KFF | ENG | S-40640-00 | Cable Ties, 150 x 3.6 mm; SIGMA; CS 150T; Putih;100 pcs/pack | 1 | 1 | 0 | Pcs | MFH | BSC | SPR/26/05/005 | 2026-05-29
ERA | ENG | P-15852-00 | AMPLAS EAGLE 500 | 1 | 1 | 0 | Pcs | MFH | Building | SPR/26/05/006 | 2026-05-29
ERA | ENG | P-15851-00 | AMPLAS EAGLE 100 | 1 | 1 | 0 | Pcs | MFH | Building | SPR/26/05/006 | 2026-05-29
ANO | ENG | O-16647-00 | Washing RAR4 - Oring Silicone Merah 23x18x2.5 mm; ; ; | 10 | 10 | 0 | Pcs | MFH | Capping | SPR/26/05/006 | 2026-05-29
MRN | ENG | Q-10475-00 | Cat Tembok; ; ; - Cat Dulux Ambiance Brilliant White @ 20 Ltr | 1 | 1 | 0 | Pail | MFH | Building | SPR/26/05/007 | 2026-05-29
MRN | ENG | P-20533-00 | General - Chain Lube; WD-40 Specialist; -; 360ml/can | 1 | 1 | 0 | Pcs | MFH | Building | SPR/26/05/007 | 2026-05-29
MRN | ENG | O-21436-00 | General - Roller Chain RS35-1 (Single) 3 meter; -; 0; 1 Pc | 1 | 1 | 0 | Pcs | MFH | Building | SPR/26/05/007 | 2026-05-29
NDS | ENG | O-18055-00 | Robot Casepacker - Suction cup; VB17. single below; diameter Cup 17 mm.; vmeca; ; | 2 | 2 | 0 | Pcs | MFH | Cartonning | SPR/26/05/008 | 2026-05-29
ROS | ENG | T-12352-00 | Adapter converter LAN to Type C with Ethernet; UGREEN; ; | 1 | 1 | 0 | Pcs | MFH | Mixing | SPR/26/05/009 | 2026-05-29
NDS | ENG | O-11181-00 | Bearing 626-2Z | 2 | 2 | 0 | Pcs | MFH | Capping | SPR/26/05/010 | 2026-05-29
KPR | ENG | T-12311-00 | Thermal Paste for Processor/CPU; ; ; | 2 | 2 | 0 | Pcs | MFH | FD | SPR/26/05/011 | 2026-05-29
WAP | ENG | T-80109-00 | Cellotape Kertas 1 inch warna Putih | 1 | 1 | 0 | Pcs | MFH | Mixing | SPR/26/05/012 | 2026-05-29
ANO | ENG | Q-60025-00 | Kuas Eterna 1 | 1 | 1 | 0 | Pcs | MFH | Building | SPR/26/05/013 | 2026-05-29
ANO | ENG | P-15852-00 | AMPLAS EAGLE 500 | 2 | 2 | 0 | Pcs | MFH | Building | SPR/26/05/013 | 2026-05-29
ANO | ENG | Q-10331-00 | Cat Ftalit KF-611 Hella Grey;Kansai Paint;Type 115-611 Hella Grey;pack size per 1 kg can | 1 | 1 | 0 | Can | MFH | Building | SPR/26/05/013 | 2026-05-29
BDU | ENG | O-19424-00 | Mur Baut A2-70 THE | 2 | 2 | 0 | Pcs | MFH | - | SPR/26/05/014 | 2026-05-29
BDU | ENG | O-19430-00 | Baut SS L M5 x 20 mm + Mur + Ring; ; ;; ; ;; ; ; | 2 | 2 | 0 | Pcs | MFH | - | SPR/26/05/014 | 2026-05-29
ROS | ENG | O-16033-00 | Isolator Gloves E10330 Y 7 E4 4; 000156; Material : CSM; Shape : E10; Size : 7; Thickness (mm) : 4/1; ; ; | 2 | 2 | 0 | Pcs | MFH | cRABS | SPR/26/05/015 | 2026-05-29
ROS | ENG | O-16731-00 | Autoclave Fedegari FVA2/A1 NB2963AT - KIT Ricambi Valv. DN10 ON-OFF FEDEGARI ASIA PTE LTD P/N : KK000301 pc | 4 | 4 | 0 | Pcs | MFH | Autoclave | SPR/26/05/015 | 2026-05-29
WAP | ENG | S-40645-00 | Cable Ties, 200 x 4.8 mm; SIGMA; CS 200L; Putih;100 pcs/pack | 1 | 1 | 0 | Pcs | MFH | Packhall | SPR/26/05/016 | 2026-05-29
RIA | ENG | O-54015-00 | STOP KONTAK LUBANG 4, BROCO | 2 | 2 | 0 | Pcs | MFH | Building | SPR/26/05/017 | 2026-05-29
RIA | ENG | O-54014-00 | STEKER 1 PHASE, BROCO | 2 | 2 | 0 | Pcs | MFH | Building | SPR/26/05/017 | 2026-05-29
RIA | ENG | P-50286-00 | Kabel NYYHY 3 x 1,5 mm | 10 | 10 | 0 | M | MFH | Building | SPR/26/05/017 | 2026-05-29
ANO | ENG | O-54014-00 | STEKER 1 PHASE, BROCO | 1 | 1 | 0 | Pcs | MFH | Building | SPR/26/05/018 | 2026-05-29
ANO | ENG | O-54015-00 | STOP KONTAK LUBANG 4, BROCO | 1 | 1 | 0 | Pcs | MFH | Building | SPR/26/05/018 | 2026-05-29
MRN | ENG | O-54015-00 | STOP KONTAK LUBANG 4, BROCO | 1 | 1 | 0 | Pcs | MFH | - | SPR/26/05/019 | 2026-05-29
MRN | ENG | O-15931-00 | Double Tape 3M 1" Merah - P/N : - pc | 1 | 1 | 0 | Pcs | MFH | - | SPR/26/05/019 | 2026-05-29
MRN | ENG | P-54577-00 | General - Lampu Neon LED Silinder II T5 16W Putih; Hannochs; -; 1 pc | 3 | 3 | 0 | Pcs | MFH | - | SPR/26/05/019 | 2026-05-29
MRN | ENG | P-54357-00 | General - Battery Rechargeable 6V 6000mAh; NI-MH Battery; -; 1 pc | 2 | 2 | 0 | Pcs | MFH | - | SPR/26/05/020 | 2026-05-29
MRN | ENG | P-51298-00 | Terminal plastik dia 4 mm | 1 | 1 | 0 | Pcs | MFH | - | SPR/26/05/021 | 2026-05-29
SFH | ENG | S-46129-00 | Plastik Wrap Roll, Size 50 x 200 cm x 17 micron; no brand; ; pack size per roll | 2 | 2 | 0 | Pcs | MFH | FD | SPR/26/05/022 | 2026-05-29
ERA | ENG | Q-60401-00 | Handle Pintu Bulat, Elbow Press Lock; Meroni; N13NE TB127; | 1 | 1 | 0 | Pcs | MFH | Building | SPR/26/05/023 | 2026-05-29
MAP | ENG | P-12464-00 | General - Lem Aibon; No Brand; -; 300 gram/can | 1 | 1 | 0 | Pcs | MFH | - | SPR/26/05/024 | 2026-05-29
KFF | ENG | O-51698-00 | OMRON - Relay MY4Z 24VDC; ; ; | 1 | 1 | 0 | Pcs | MFH | Autoclave | SPR/26/05/025 | 2026-05-29
BDU | ENG | P-15852-00 | AMPLAS EAGLE 500 | 2 | 2 | 0 | Pcs | MFH | Capping | SPR/26/05/026 | 2026-05-29
BDU | ENG | - | Amplas Kasar | 5 | 5 | 0 | M | MFH | Capping | SPR/26/05/026 | 2026-05-29
BDU | ENG | P-15851-00 | AMPLAS EAGLE 100 | 1 | 1 | 0 | Pcs | MFH | Capping | SPR/26/05/026 | 2026-05-29
MRN | ENG | P-20019-00 | General - Door Sticker T30-X; Austar; -; 1 pc | 2 | 2 | 0 | Pcs | MFH | - | SPR/26/05/027 | 2026-05-29
WAP | ENG | O-15718-00 | SYNTHETIC FOOD GRADE, CRC - P/N : NSF H1 pc | 1 | 1 | 0 | can | MFH | CLU | SPR/26/05/028 | 2026-05-29
BDU | ENG | P-19600-00 | General - Tubing TLM0604N-100; SMC; -; 1 meter | 1 | 1 | 0 | m | MFH | FD | SPR/26/05/029 | 2026-05-29
BDU | ENG | P-11431-00 | General - Plastic Tubing, PUN-H-8X1,25-BL; Festo; 197385; 1 m | 1 | 1 | 0 | m | MFH | FD | SPR/26/05/029 | 2026-05-29
BDU | ENG | P-15351-00 | FESTO - Plastic tubing PUN-10x1,5-BL (Blue) p/n 159668; ; ; | 1 | 1 | 0 | m | MFH | FD | SPR/26/05/029 | 2026-05-29
ERA | ENG | Q-60401-00 | Handle Pintu Bulat, Elbow Press Lock; Meroni; N13NE TB127; | 1 | 1 | 0 | Pcs | MFH | Labelling | SPR/26/05/030 | 2026-05-29
ROS | ENG | P-14951-00 | Fitting Union Tee KQ2T06-00A; ; ; | 4 | 4 | 0 | Pcs | MFH | FD | SPR/26/05/031 | 2026-05-29
ERA | ENG | O-14639-00 | General - EPDM Gasket for Ferrule dia. 1/2"; -; -; 1 pc | 2 | 2 | 0 | Pcs | MFH | Building | SPR/26/05/032 | 2026-05-29
ERA | ENG | P-19811-00 | General - Clamp Ferrule Sanitary 3/4 Inch; No Brand; -; 1 pc | 2 | 2 | 0 | Pcs | MFH | Building | SPR/26/05/032 | 2026-05-29
ROS | ENG | O-16732-00 | Autoclave Fedegari FVA2/A1 NB2963AT - KIT Ricambi Valv. DN10 ON-OFF FEDEGARI ASIA PTE LTD P/N : KS000025 pc | 1 | 1 | 0 | Pcs | MFH | Autoclave | SPR/26/05/033 | 2026-05-29
ROS | ENG | O-20297-00 | Autoclave Fedegari Fva/A1 - Oring Viton OD. 15 mm, ID. 15 mm, Tebal 2 mm Custom/Lokal - | 10 | 10 | 0 | Pcs | MFH | Autoclave | SPR/26/05/033 | 2026-05-29
ROS | ENG | P-15852-00 | AMPLAS EAGLE 500 | 1 | 1 | 0 | Pcs | MFH | Autoclave | SPR/26/05/033 | 2026-05-29
ROS | ENG | Q-10433-00 | Lampu Neon Philips TLD 15W/54-765 Cool Daylight; PHILIPS; TLD15W/54-765; | 1 | 1 | 0 | Pcs | MFH | FIlling | SPR/26/05/034 | 2026-05-29
ROS | ENG | O-54005-00 | LAMPU UV 15 WATT, OSRAM | 1 | 1 | 0 | Pcs | MFH | FIlling | SPR/26/05/034 | 2026-05-29
ROS | ENG | P-14377-00 | General - Gasket Ferrule EPDM 1inch; Lokal; -; 1 pc | 10 | 10 | 0 | Pcs | MFH | FD | SPR/26/05/035 | 2026-05-29
ROS | ENG | P-11393-00 | General - Gasket Ferrule EPDM 3inch; No Brand; -; 1 pcs | 4 | 4 | 0 | Pcs | MFH | - | SPR/26/05/036 | 2026-05-29
ROS | ENG | P-14376-00 | General - Gasket Ferrule EPDM 2 1/2inch; Lokal; -; 1 pc | 10 | 13 | 0 | Pcs | MFH | - | SPR/26/05/036 | 2026-05-29
ROS | ENG | P-14379-00 | General - Gasket Ferrule EPDM 3/4inch; Lokal; -; 1 pc | 7 | 7 | 0 | Pcs | MFH | - | SPR/26/05/036 | 2026-05-29
BDU | ENG | P-10958-00 | General - Kawat Las Tembaga Dia = 3,2 X 450 mm; Harris; -; 1 Pc | 5 | 5 | 0 | Pcs | MFH | CC | SPR/26/05/037 | 2026-05-29
KFF | ENG | O-16647-00 | Washing RAR4 - Oring Silicone Merah 23x18x2.5 mm; ; ; | 10 | 10 | 0 | Pcs | MFH | Capping | SPR/26/05/038 | 2026-05-29
MOB | ENG | S-20856-00 | Senter Kepala / LED Head Lamp ; 1600A0307X ; Bosch ; pack size per pcsp; ; ; | 2 | 2 | 0 | Pcs | MFH | - | SPR/26/05/039 | 2026-05-29
MOB | ENG | T-80047-00 | Battery ALKALINE AAA | 6 | 6 | 0 | Pcs | MFH | - | SPR/26/05/039 | 2026-05-29
MOB | ENG | P-12488-00 | Mata bor besi dia 4 mm ex NACHI | 1 | 1 | 0 | Pcs | MFH | - | SPR/26/05/039 | 2026-05-29
KFF | ENG | P-20660-00 | General - Gas Spring FGSS22200B; Misumi; -; 1 pc | 1 | 2 | 0 | Pcs | MFH | Dispensing | SPR/26/05/040 | 2026-05-29
ERA | ENG | - | Capacitor 14UF | 1 | 1 | 0 | Pcs | MFH | Autoclave | SPR/26/05/041 | 2026-05-29
BDU | ENG | Q-10249-00 | Lem Power Glue; ; ; | 1 | 1 | 0 | Pcs | MFH | CC | SPR/26/05/042 | 2026-05-29
ERA | ENG | Q-10433-00 | Lampu Neon Philips TLD 15W/54-765 Cool Daylight; PHILIPS; TLD15W/54-765; | 1 | 1 | 0 | Pcs | MFH | Building | SPR/26/05/043 | 2026-05-29
ERA | ENG | P-51560-00 | Lampu T5 28watt Putih; Phillips; ; | 1 | 1 | 0 | Pcs | MFH | Building | SPR/26/05/043 | 2026-05-29
ROS | ENG | O-21428-00 | PLAB Coating - Oring ID 51 OD 56 Tebal 2,5 EPDM; Custom/Lokal; -; 1 Pc | 1 | 1 | 0 | Pcs | MFH | Coating | SPR/26/05/044 | 2026-05-29
ROS | ENG | O-51773-00 | WAGO 750-550 2-CHANNEL ANALOG OUTPUT MODULE STD PACK; ; ; | 1 | 1 | 0 | Pcs | MFH | Tunnel | SPR/26/05/045 | 2026-05-29
NDS | ENG | P-20660-00 | General - Gas Spring FGSS22200B; Misumi; -; 1 pc | 1 | 2 | 0 | Pcs | MFH | Dispensing | SPR/26/05/046 | 2026-05-29
TGT | ENG | T-20123-00 | Acquity PDA/TUV 2489/2998 Perf | 2 | 2 | 0 | Pcs | MFH | HPLC | SPR/26/05/047 | 2026-05-29
KFF | ENG | O-16032-00 | Sleeves M200/90 Y 550 E4 Bt5/5 BJ;001643;Material : CSM; Shape : 200/90; Thickness (mm) : 4/10; Leng; ; ; | 1 | 1 | 0 | Pcs | MFH | cRABS | SPR/26/05/048 | 2026-05-29
KFF | ENG | O-21486-00 | General - Isolator Glove CSM Port size 10 Inch Length : 800 mm, Thick : 15mil/0.4mm; TRON; 10Y1532A0975; 1 Pc | 1 | 1 | 0 | Pcs | MFH | cRABS | SPR/26/05/048 | 2026-05-29
BDU | ENG | P-11431-00 | General - Plastic Tubing, PUN-H-8X1,25-BL; Festo; 197385; 1 m | 4 | 15 | 0 | Pcs | MFH | SKAN | SPR/26/05/049 | 2026-05-29
BDU | ENG | P-14948-00 | Fitting Male Elbow KQ2L08-02AS; ; ; | 1 | 1 | 0 | Pcs | MFH | SKAN | SPR/26/05/049 | 2026-05-29
BDU | ENG | O-21486-00 | General - Isolator Glove CSM Port size 10 Inch Length : 800 mm, Thick : 15mil/0.4mm; TRON; 10Y1532A0975; 1 Pc | 1 | 1 | 0 | Pcs | MFH | SKAN | SPR/26/05/049 | 2026-05-29
ROS | ENG | O-21486-00 | General - Isolator Glove CSM Port size 10 Inch Length : 800 mm, Thick : 15mil/0.4mm; TRON; 10Y1532A0975; 1 Pc | 4 | 4 | 0 | Pcs | MFH | Dispensing | SPR/26/05/050 | 2026-05-29
NDS | ENG | O-16647-00 | Washing RAR4 - Oring Silicone Merah 23x18x2.5 mm; ; ; | 10 | 10 | 0 | Pcs | MFH | Capping | SPR/26/05/051 | 2026-05-29
NDS | ENG | O-16725-00 | 3 Way Ball Valve SS304 3/4 inch c/w Pneumatic Actuator + Selenoid 24 VDC, NOCHRIDA SEJAHTERA, PT P/N : - set | 1 | 1 | 0 | Pcs | MFH | Tunnel | SPR/26/05/051 | 2026-05-29
NDS | ENG | P-10945-00 | Insulation - Seal Tape onda | 1 | 1 | 0 | Pcs | MFH | Tunnel | SPR/26/05/051 | 2026-05-29
RIA | ENG | T-12311-00 | Thermal Paste for Processor/CPU; ; ; | 1 | 1 | 0 | Pcs | MFH | - | SPR/26/05/052 | 2026-05-29
ROS | ENG | O-14639-00 | General - EPDM Gasket for Ferrule dia. 1/2"; -; -; 1 pc | 3 | 3 | 0 | Pcs | MFH | Tunnel | SPR/26/05/053 | 2026-05-29
ROS | ENG | P-19846-00 | General - Insulasi Pipa 1 1/8 x 3/8 Inch Panjang 1.82m Tube Class 1; Insuflex; -; 1 pc | 1 | 1 | 0 | Pcs | MFH | Tunnel | SPR/26/05/053 | 2026-05-29
ERA | ENG | P-10729-00 | Contact cleaner WD 40, 382 gr ; Brand : - ; P/N : - ; Pack Size : pcs | 1 | 1 | 0 | Pcs | MFH | - | SPR/26/05/054 | 2026-05-29
ERA | ENG | Q-70072-00 | Dynabolt Beton M12x70; M12; M12x70; | 8 | 8 | 0 | Pcs | MFH | AHU | SPR/26/05/054 | 2026-05-29
ERA | ENG | P-54370-00 | General - Lampu Indikator 24V 5W 1kaki; Hella; -; 10pcs/box | 1 | 1 | 0 | Pcs | MFH | AHU | SPR/26/05/054 | 2026-05-29
ROS | ENG | - | Fuse 0,5A 240V | 1 | 1 | 0 | Pcs | MFH | Mixing | SPR/26/05/055 | 2026-05-29
ROS | ENG | P-50288-00 | Bola Lampu - Halogen 20 W Osram | 1 | 1 | 0 | Pcs | MFH | Mixing | SPR/26/05/055 | 2026-05-29
KFF | ENG | O-54015-00 | STOP KONTAK LUBANG 4, BROCO | 4 | 4 | 0 | Pcs | MFH | Drylab | SPR/26/05/056 | 2026-05-29
KFF | ENG | O-54014-00 | STEKER 1 PHASE, BROCO | 4 | 4 | 0 | Pcs | MFH | Drylab | SPR/26/05/056 | 2026-05-29
BDU | ENG | S-20856-00 | Senter Kepala / LED Head Lamp ; 1600A0307X ; Bosch ; pack size per pcsp; ; ; | 1 | 1 | 0 | Pcs | MFH | WWTP | SPR/26/05/057 | 2026-05-29
BDU | ENG | T-80047-00 | Battery ALKALINE AAA | 6 | 6 | 0 | Pcs | MFH | WWTP | SPR/26/05/057 | 2026-05-29
WAP | ENG | S-46129-00 | Plastik Wrap Roll, Size 50 x 200 cm x 17 micron; no brand; ; pack size per roll | 1 | 1 | 0 | Pcs | MFH | AHU | SPR/26/05/058 | 2026-05-29
WAP | ENG | P-20638-00 | General - Mata Bor Socket Hex Nut; No Brand; -; 9 pcs/set | 1 | 1 | 0 | Pcs | MFH | AHU | SPR/26/05/058 | 2026-05-29
INN | ENG | O-20475-00 | Freeze Dryer MBE1207 - Oring Silicone 5x39x49 mm LPRV; Custom/Lokal; -; 1 pc | 2 | 2 | 0 | Pcs | MFH | FD | SPR/26/05/059 | 2026-05-29
BFN | ENG | O-18055-00 | Robot Casepacker - Suction cup; VB17. single below; diameter Cup 17 mm.; vmeca; ; | 2 | 2 | 0 | Pcs | MFH | Cartonning | SPR/26/05/060 | 2026-05-29
SFH | ENG | Q-10563-00 | Cat Weathershield Merlin;Dulux;Type 40156M Merlin;pack size per 20L pail | 1 | 1 | 0 | Pcs | MFH | Building | SPR/06/26/001 | 2026-06-30
SFH | ENG | Q-90767-00 | Cat Weathershield Day Break;Dulux;Type 40544M Day Break;pack size per 20L pail | 1 | 1 | 0 | Pcs | MFH | Building | SPR/06/26/001 | 2026-06-30
MOB | ENG | O-18055-00 | Robot Casepacker - Suction cup; VB17. single below; diameter Cup 17 mm.; vmeca; ; | 4 | 4 | 0 | Pcs | MFH | Cartonning | SPR/06/26/002 | 2026-06-30
MRN | ENG | P-14244-00 | General - UV Lamp SD55-320W; Hanovia; 130071-0320-C; 1 pc | 2 | 2 | 0 | Pcs | MFH | PW SKID | SPR/06/26/003 | 2026-06-30
MRN | ENG | P-11819-00 | Alumunium duct tape 2 inch | 1 | 1 | 0 | pcs | MFH | - | SPR/06/26/004 | 2026-06-30
MRN | ENG | P-11165-00 | Pneumatic Fitting - QS 1/2-12 / PN : 153010 / Festo | 1 | 1 | 0 | pcs | MFH | - | SPR/06/26/004 | 2026-06-30
MRN | ENG | P-11424-00 | Selang Festo Pun-H-12x2 Blue 2 x 50 m | 5 | 5 | 0 | Pcs | MFH | - | SPR/06/26/004 | 2026-06-30
MOB | ENG | P-54348-00 | General - Exhaust Fan 4414M; EBMPast; -; 1 pc | 1 | 1 | 0 | Pcs | MFH | - | SPR/06/26/005 | 2026-06-30
BDU | ENG | O-21485-00 | General - Isolator Glove CSM Port size 8 Inch Length : 800 mm, Thick : 15mil/0.4mm; TRON; 8Y1532A0975; 1 Pc | 2 | 2 | 0 | Pcs | MFH | Tabletting | SPR/06/26/006 | 2026-06-30
OMA | ENG | O-18166-00 | Flow Meter 1-10 CMH LZQ-7 | 1 | 1 | 0 | Pcs | MFH | Chamber | SPR/06/26/007 | 2026-06-30
ERA | ENG | O-16033-00 | Isolator Gloves E10330 Y 7 E4 4; 000156; Material : CSM; Shape : E10; Size : 7; Thickness (mm) : 4/1; ; ; | 3 | 3 | 0 | Pcs | MFH | Isolator SKAN | SPR/06/26/008 | 2026-06-30
ERA | ENG | O-16032-00 | Sleeves M200/90 Y 550 E4 Bt5/5 BJ;001643;Material : CSM; Shape : 200/90; Thickness (mm) : 4/10; Leng; ; ; | 1 | 1 | 0 | Pcs | MFH | Isolator SKAN | SPR/06/26/008 | 2026-06-30
ERA | ENG | O-54014-00 | STEKER 1 PHASE, BROCO | 3 | 3 | 0 | Pcs | MFH | Drylab | SPR/06/26/009 | 2026-06-30
ERA | ENG | O-54015-00 | STOP KONTAK LUBANG 4, BROCO | 1 | 3 | 0 | Pcs | MFH | - | SPR/06/26/009 | 2026-06-30
ERA | ENG | P-54512-00 | General - Kabel Duct PVC, Lubang, Uk. 32 x 32mm; No Brand; -; 1 pc | 1 | 2 | 0 | Pcs | MFH | - | SPR/06/26/009 | 2026-06-30
ERA | ENG | O-15931-00 | Double Tape 3M 1" Merah - P/N : - pc | 1 | 1 | 0 | Pcs | MFH | Drylab | SPR/06/26/010 | 2026-06-30
ERA | ENG | P-53149-00 | General - Kabel NYAF 3 x 2.5mm; Jembo; -; 1 meter | 21 | 21 | 0 | Pcs | MFH | - | SPR/06/26/010 | 2026-06-30
ROS | ENG | P-12994-00 | Nippon Tape - ASF-110FR | 1 | 1 | 0 | Pcs | MFH | Capping | SPR/06/26/011 | 2026-06-30
ROS | ENG | O-16647-00 | Washing RAR4 - Oring Silicone Merah 23x18x2.5 mm; ; ; | 10 | 10 | 0 | Pcs | MFH | Capping | SPR/06/26/011 | 2026-06-30
ROS | ENG | P-12083-00 | Clamp selang SS dia 1/2inch ex TRIDON | 1 | 1 | 0 | Pcs | MFH | Capping | SPR/06/26/011 | 2026-06-30
WAP | ENG | Q-10249-00 | Lem Power Glue; ; ; | 1 | 1 | 0 | Pcs | MFH | - | SPR/06/26/012 | 2026-06-30
NDS | ENG | O-21484-00 | General - Isolator Glove CSM Port size 9 Inch Length : 900 mm, Thick : 15mil/0.4mm; TRON; 9Y1535A0975; 1 Pc | 1 | 1 | 0 | Pcs | MFH | EDM | SPR/06/26/013 | 2026-06-30
NDS | ENG | O-15931-00 | Double Tape 3M 1" Merah - P/N : - pc | 1 | 1 | 0 | Pcs | MFH | - | SPR/06/26/014 | 2026-06-30
ERA | ENG | T-80109-00 | Cellotape Kertas 1 inch warna Putih | 1 | 1 | 0 | Pcs | MFH | - | SPR/06/26/015 | 2026-06-30
ERA | ENG | P-11182-00 | Pneumatic Fitting - QS 6 / Festo | 3 | 3 | 0 | Pcs | MFH | Mixing | SPR/06/26/015 | 2026-06-30
BDU | ENG | Q-60501-00 | Silicone Sealant, Silglaze, Type N10 Clear, pack size per pcs | 1 | 1 | 0 | Pcs | MFH | Pass Box | SPR/06/26/016 | 2026-06-30
BDU | ENG | O-52225-00 | Tunnel ST1L - Fuse Keramik 25A | 1 | 1 | 0 | Pcs | MFH | Washing | SPR/06/26/016 | 2026-06-30
BDU | ENG | O-15931-00 | Double Tape 3M 1" Merah - P/N : - pc | 2 | 2 | 0 | Pcs | MFH | Cytocab | SPR/06/26/016 | 2026-06-30
SFH | ENG | Q-10249-00 | Lem Power Glue; ; ; | 1 | 1 | 0 | Pcs | MFH | Building | SPR/06/26/017 | 2026-06-30
SFH | ENG | Q-10517-00 | Scraper / Kape Besi; ; ; | 1 | 1 | 0 | pcs | MFH | Building | SPR/06/26/017 | 2026-06-30
NDS | ENG | O-16033-00 | Isolator Gloves E10330 Y 7 E4 4; 000156; Material : CSM; Shape : E10; Size : 7; Thickness (mm) : 4/1; ; ; | 1 | 1 | 0 | pcs | MFH | cRABS | SPR/06/26/018 | 2026-06-30
NDS | ENG | O-16032-00 | Sleeves M200/90 Y 550 E4 Bt5/5 BJ;001643;Material : CSM; Shape : 200/90; Thickness (mm) : 4/10; Leng; ; ; | 1 | 1 | 0 | Pcs | MFH | cRABS | SPR/06/26/018 | 2026-06-30
ROS | ENG | O-16982-00 | Freeze Dryer MBE1207 - Diaphrapm DA008ER M4 Saunders CIPTA SOLUSI ANDALAN, PT P/N : - pc | 1 | 1 | 0 | Pcs | MFH | FD | SPR/06/26/020 | 2026-06-30
ROS | ENG | O-20496-00 | General - Diaphragm Grade ER SQUARE Type A EPDM Diaphragm Screw; Saunders; DP008ER; 1 Pc | 1 | 1 | 0 | Pcs | MFH | FD | SPR/06/26/020 | 2026-06-30
ROS | ENG | O-16981-00 | Freeze Dryer MBE1207 - Diaphrapm DA025E2 M4 Saunders CIPTA SOLUSI ANDALAN, PT P/N : - pc | 10 | 10 | 0 | Pcs | MFH | FD | SPR/06/26/020 | 2026-06-30
ROS | ENG | O-16980-00 | Freeze Dryer MBE1207 - Diaphrapm DA040E2 M4 Saunders CIPTA SOLUSI ANDALAN, PT P/N : - pc | 6 | 6 | 0 | pcs | MFH | FD | SPR/06/26/020 | 2026-06-30
KFF | ENG | P-12260-00 | FESTO - Push In Connector QS-4-4 | 1 | 1 | 0 | pcs | MFH | Drylab | SPR/06/26/021 | 2026-06-30
KFF | ENG | P-15351-00 | FESTO - Plastic tubing PUN-10x1,5-BL (Blue) p/n 159668; ; ; | 5 | 5 | 0 | M | MFH | Drylab | SPR/06/26/021 | 2026-06-30
KFF | ENG | P-14407-00 | Gate Valve 1/2 inch | 1 | 1 | 0 | Pcs | MFH | Drylab | SPR/06/26/021 | 2026-06-30
KFF | ENG | P-50717-00 | General - Kabel UTP 4 Pairs Cat 6; Belden; -; 305m/roll | 13 | 13 | 0 | M | MFH | Drylab | SPR/06/26/022 | 2026-06-30
KFF | ENG | P-52854-00 | General - Socket RJ45 Cat 6; Belden; -; 50pcs/pack | 1 | 4 | 0 | Pcs | MFH | PSD | SPR/06/26/022 | 2026-06-30
KFF | ENG | S-40645-00 | Cable Ties, 200 x 4.8 mm; SIGMA; CS 200L; Putih;100 pcs/pack | 1 | 1 | 0 | Pcs | MFH | PSD | SPR/06/26/022 | 2026-06-30
BDU | ENG | P-54410-00 | General - Fuse Kaca 1.5A, 250V, 5 x 20mm; No Brand; -; 1 pc | 2 | 2 | 0 | Pcs | MFH | Mixing | SPR/06/26/023 | 2026-06-30
KFF | ENG | P-20509-00 | General - Pressure Regulator AR20-F02G-D; SMC; -; 1 pc | 1 | 1 | 0 | Pcs | MFH | Drylab | SPR/06/26/023 | 2026-06-30
KFF | ENG | P-14948-00 | Fitting Male Elbow KQ2L08-02AS; ; ; | 2 | 2 | 0 | Pcs | MFH | Drylab | SPR/06/26/023 | 2026-06-30
KFF | ENG | P-12265-00 | FESTO - Push In Connector QS-8-6 p/n 153038 | 2 | 2 | 0 | Pcs | MFH | Drylab | SPR/06/26/023 | 2026-06-30
NDS | ENG | P-10945-00 | Insulation - Seal Tape onda | 1 | 1 | 0 | Pcs | MFH | Autoclave | SPR/06/26/024 | 2026-06-30
NDS | ENG | P-12263-00 | FESTO - Push In Connector QS-8 p/n 153033 | 2 | 2 | 0 | Pcs | MFH | Autoclave | SPR/06/26/024 | 2026-06-30
NDS | ENG | P-12265-00 | FESTO - Push In Connector QS-8-6 p/n 153038 | 1 | 1 | 0 | Pcs | MFH | Autoclave | SPR/06/26/024 | 2026-06-30
KFF | ENG | O-15619-00 | HIGH PRECISION OPTICAL FIBER 1 | 2 | 2 | 0 | Pcs | MFH | Capping | SPR/06/26/025 | 2026-06-30
KFF | ENG | P-17896-00 | General - Hole Saw for Stainless Steel, dia. 37 mm; No Brand; -; 1 pcs | 1 | 1 | 0 | Pcs | MFH | Blister | SPR/06/26/026 | 2026-06-30
KFF | ENG | O-21438-00 | Blister TR100LT - Filter Regulator; SMC; AW30-03G-D; 1 Pc | 1 | 1 | 0 | Pcs | MFH | Blister | SPR/06/26/026 | 2026-06-30
KFF | ENG | P-15077-00 | Fitting KQ2H06-03AS | 2 | 2 | 0 | Pcs | MFH | Blister | SPR/06/26/026 | 2026-06-30
NDS | ENG | O-21485-00 | General - Isolator Glove CSM Port size 8 Inch Length : 800 mm, Thick : 15mil/0.4mm; TRON; 8Y1532A0975; 1 Pc | 1 | 1 | 0 | Pcs | MFH | Tabletting | SPR/06/26/027 | 2026-06-30
SFH | ENG | Q-10249-00 | Lem Power Glue; ; ; | 1 | 1 | 0 | Pcs | MFH | Building | SPR/06/26/028 | 2026-06-30
SFH | ENG | P-54210-00 | Tutup stop kontak; IEC 60529 BS5733;; Schneider; ; | 1 | 1 | 0 | Pcs | MFH | Building | SPR/06/26/028 | 2026-06-30
SFH | ENG | P-50594-00 | Stop Kontak-socket / 1 Hole / 10-16A / 250V / Clipsal | 1 | 1 | 0 | Pcs | MFH | Building | SPR/06/26/028 | 2026-06-30
ERA | ENG | O-21443-00 | Washing RAR4 - Ball Valve SS304 Ferrule End Size 1 Inch; -; -; 1 Pc | 1 | 1 | 0 | Pcs | MFH | Isolator Sampling | SPR/06/26/029 | 2026-06-30
NDS | ENG | T-20118-00 | FILTER INSERT ASSY; Waters; P/N WAT088084 | 1 | 1 | 0 | Pcs | MFH | HPLC | SPR/06/26/030 | 2026-06-30
SFH | ENG | Q-60434-00 | Semen putih / Acian Putih; Tiga Roda; TR-30; 40 kg/zak | 2 | 2 | 0 | Pck | MFH | Building | SPR/06/26/031 | 2026-06-30
SFH | ENG | - | Baut Rumping | 1 | 1 | 0 | Pcs | MFH | Building | SPR/06/26/031 | 2026-06-30
WAP | ENG | O-14640-00 | General - Silicone Gasket for Ferrule dia. 3/4"; -; -; 1 Pc | 5 | 5 | 0 | Pcs | MFH | Granulasi | SPR/06/26/032 | 2026-06-30
SFH | ENG | P-12433-00 | Isolasi AC- Sansui | 2 | 2 | 0 | Pcs | MFH | Building | SPR/06/26/033 | 2026-06-30
SFH | ENG | P-11405-00 | Seal Ferrule Teflon 1" | 1 | 1 | 0 | Pcs | MFH | Building | SPR/06/26/033 | 2026-06-30
SFH | ENG | P-13365-00 | Cutting Wheel 14" nippon resibon; ; ; | 1 | 1 | 0 | Pcs | MFH | Building | SPR/06/26/034 | 2026-06-30
MRN | ENG | P-20576-00 | General - Ball Valve SS316 Fig. 600 UTKM 3/8 Inch 10mm Drat Screw; Kitz; -; 1 pc | 1 | 1 | 0 | Pcs | MFH | Cooling Water | SPR/06/26/035 | 2026-06-30
MRN | ENG | P-20577-00 | General - Ball Valve SS316 Fig. 600 UTKM 1/4 Inch 8mm Drat Screw; Kitz; -; 1 pc | 1 | 1 | 0 | Pcs | MFH | Hot Water | SPR/06/26/035 | 2026-06-30
ROS | ENG | O-13501-00 | Pneumatic Fitting - QST 12 FESTO P/N : - pc | 1 | 1 | 0 | Pcs | MFH | - | SPR/06/26/036 | 2026-06-30
ROS | ENG | P-19849-00 | General - Reducer Pneumatic Fitting 14-12 mm; EMC; -; 1 pc | 1 | 1 | 0 | Pcs | MFH | - | SPR/06/26/036 | 2026-06-30
MOB | ENG | P-15938-00 | Water Hardness Test Kit; ; ; | 1 | 1 | 0 | Pcs | MFH | PWG | SPR/06/26/037 | 2026-06-30
KFF | ENG | O-19372-00 | Washing RAR4 - Needle PW, OD.15mmx123mm, Material SS 319; ; ; | 1 | 2 | 0 | Pcs | MFH | EDM | SPR/06/26/038 | 2026-06-30
KFF | ENG | O-20751-00 | Marchesini MA155 - Roller Gripper Cartoning Uk. 13x6x6mm; Custom/Lokal; -; 1 Pc | 2 | 2 | 0 | Pcs | MFH | Cartonning | SPR/06/26/039 | 2026-06-30
KFF | ENG | T-20591-00 | Kit, Performance PLUS seal pack rebuild; Waters; 700011783; 1 pieces / pack | 1 | 1 | 0 | Pcs | MFH | HPLC | SPR/06/26/039 | 2026-06-30
BDU | ENG | O-15902-00 | Suction Cup capping size 6R; P/N : 011010; ; ; | 3 | 3 | 0 | Pcs | MFH | Capping | SPR/06/26/040 | 2026-06-30
KFF | ENG | P-10729-00 | Contact cleaner WD 40, 382 gr ; Brand : - ; P/N : - ; Pack Size : pcs | 1 | 1 | 0 | Pcs | MFH | Building | SPR/06/26/041 | 2026-06-30
KFF | ENG | Q-10825-00 | Tali Karet Ban;No Brand;;pack size per pcs | 2 | 2 | 0 | Pcs | MFH | - | SPR/06/26/041 | 2026-06-30
ROS | ENG | O-50827-00 | OptoCapBT02T Operating Range 8 ppb - 60% O2 Sat P/N 30018857, Measured Pressure Resistance : 0 bar -; ; ; | 1 | 1 | 0 | Pcs | MFH | Mixing | SPR/06/26/042 | 2026-06-30
MAP | ENG | O-54015-00 | STOP KONTAK LUBANG 4, BROCO | 1 | 1 | 0 | Pcs | MFH | Building | SPR/06/26/043 | 2026-06-30
BDU | ENG | O-11287-00 | F200 - Pall Filter p/n KA3PFRP1 | 1 | 1 | 0 | Pcs | MFH | WFIG | SPR/06/26/044 | 2026-06-30
BDU | ENG | P-11405-00 | Seal Ferrule Teflon 1" | 1 | 1 | 0 | Pcs | MFH | Building | SPR/06/26/044 | 2026-06-30
BDU | ENG | O-12868-00 | Emflon PFR Membrane Filter Cartridges 0.2 um PALL P/N : AB05 PFR2 PVH4 pc | 1 | 1 | 0 | Pcs | MFH | WFI SKID | SPR/06/26/045 | 2026-06-30
BDU | ENG | P-17390-00 | PALL - AB1PFR7PVH4, 0.2 um; ; ; | 1 | 1 | 0 | Pcs | MFH | PW SKID | SPR/06/26/045 | 2026-06-30
BDU | ENG | O-13062-00 | AUTOCLAVE Lab Mikro - PALL Emflon Filter 0,2um p/n C3PFRP1 | 1 | 1 | 0 | pcs | MFH | WFIG | SPR/06/26/045 | 2026-06-30
RIA | ENG | P-15052-00 | Element Filter 1 micron P/N NXE-400-Z; ; ; | 1 | 1 | 0 | pcs | MFH | N2 Gen | SPR/06/26/046 | 2026-06-30
RIA | ENG | P-15053-00 | Element Filter 0.01 micron P/N NXE-400-X; ; ; | 1 | 1 | 0 | pcs | MFH | N2 Gen | SPR/06/26/046 | 2026-06-30
RIA | ENG | P-17062-00 | Element Filter for N2 ; Brand : NEXUS ; P/N : NXE-90-Z ; Pack Size : pcs | 1 | 1 | 0 | Pcs | MFH | N2 Gen | SPR/06/26/046 | 2026-06-30
RIA | ENG | O-54014-00 | STEKER 1 PHASE, BROCO | 2 | 2 | 0 | Pcs | MFH | Building | SPR/06/26/047 | 2026-06-30
RIA | ENG | P-54190-00 | Stop Kontak IP55 16A; Legrand; ; | 1 | 1 | 0 | Pcs | MFH | Building | SPR/06/26/047 | 2026-06-30
RIA | ENG | T-25577-00 | UV LAMP FOR M500 TOC Analyzer; Sievers; TOC M500; 1 pc | 1 | 1 | 0 | Pcs | MFH | WFI SKID | SPR/06/26/047 | 2026-06-30
WAP | ENG | O-16032-00 | Sleeves M200/90 Y 550 E4 Bt5/5 BJ;001643;Material : CSM; Shape : 200/90; Thickness (mm) : 4/10; Leng; ; ; | 1 | 1 | 0 | Pcs | MFH | cRABS | SPR/06/26/048 | 2026-06-30
WAP | ENG | O-16033-00 | Isolator Gloves E10330 Y 7 E4 4; 000156; Material : CSM; Shape : E10; Size : 7; Thickness (mm) : 4/1; ; ; | 1 | 1 | 0 | Pcs | MFH | cRABS | SPR/06/26/048 | 2026-06-30
WAP | ENG | P-15852-00 | AMPLAS EAGLE 500 | 1 | 1 | 0 | Pcs | MFH | Capping | SPR/06/26/048 | 2026-06-30
NDS | ENG | P-51298-00 | General - Terminal Plastik, dia. 4 mm; No Brand; -; 1 pcs | 1 | 1 | 0 | Pcs | MFH | Mixing | SPR/06/26/049 | 2026-06-30
NDS | ENG | O-16032-00 | Sleeves M200/90 Y 550 E4 Bt5/5 BJ;001643;Material : CSM; Shape : 200/90; Thickness (mm) : 4/10; Leng; ; ; | 1 | 1 | 0 | Pcs | MFH | cRABS | SPR/06/26/049 | 2026-06-30
MRN | ENG | P-20533-00 | General - Chain Lube; WD-40 Specialist; -; 360ml/can | 1 | 1 | 0 | Pcs | MFH | - | SPR/06/26/050 | 2026-06-30
ROS | ENG | O-20918-00 | cRABS Z064CR - Glove Port Pom White Uk: 227x310x15.25mm; Custom/Lokal; -; 1 Pc | 2 | 2 | 0 | Pcs | MFH | Cytocab | SPR/06/26/051 | 2026-06-30
ROS | ENG | O-21484-00 | General - Isolator Glove CSM Port size 9 Inch Length : 900 mm, Thick : 15mil/0.4mm; TRON; 9Y1535A0975; 1 Pc | 2 | 2 | 0 | Pcs | MFH | Cytocab | SPR/06/26/051 | 2026-06-30
ROS | ENG | P-20754-00 | General - Oring 200 Viton Tebal 5.7 ID 199.3 OD 210.7 mm; Custom; -; 1 pc | 4 | 4 | 0 | Pcs | MFH | Cytocab | SPR/06/26/051 | 2026-06-30
ROS | ENG | P-20755-00 | General - Oring 260 Viton Tebal 5.7 ID 259.3 OD 270.7 mm; Custom; -; 1 pc | 4 | 4 | 0 | Pcs | MFH | Cytocab | SPR/06/26/051 | 2026-06-30
SFH | ENG | P-14424-00 | Garam Kutreat RGN-9800F; ; ; 25Kg/zak | 25 | 25 | 0 | Pcs | MFH | PWG | SPR/06/26/052 | 2026-06-30
SFH | ENG | P-12830-00 | Sodium metabisulfit | 1 | 1 | 0 | Sak | MFH | WWTP | SPR/06/26/052 | 2026-06-30
SFH | ENG | O-54015-00 | STOP KONTAK LUBANG 4, BROCO | 0 | 3 | 0 | Pcs | MFH | Building | SPR/06/26/052 | 2026-06-30
SFH | ENG | P-54210-00 | Tutup stop kontak; IEC 60529 BS5733;; Schneider; ; | 3 | 3 | 0 | Pcs | MFH | Building | SPR/06/26/053 | 2026-06-30
MRN | ENG | Q-10249-00 | Lem Power Glue; ; ; | 1 | 1 | 0 | Pcs | MFH | - | SPR/06/26/054 | 2026-06-30
MRN | ENG | P-10183-00 | General - Drain Sewerage Opener GL-10; No Brand; -; 1 pc | 2 | 2 | 0 | Pcs | MFH | - | SPR/06/26/054 | 2026-06-30
MRN | ENG | P-53051-00 | General - Baterai NiCad Emergency TL 6V; Hokistar; BT-006; 1 Pc | 2 | 4 | 0 | Pcs | MFH | - | SPR/06/26/054 | 2026-06-30
MOB | ENG | T-12352-00 | Adapter converter LAN to Type C with Ethernet; UGREEN; ; | 1 | 1 | 0 | Pcs | MFH | - | SPR/06/26/055 | 2026-06-30
WAP | ENG | T-20177-00 | 2690/95 PERFORMANCE MAINTENANCE KIT., Waters, Part No. WAT270944 | 1 | 1 | 0 | Pcs | MFH | HPLC | SPR/06/26/056 | 2026-06-30
WAP | ENG | T-80109-00 | Cellotape Kertas 1 inch warna Putih | 1 | 1 | 0 | Pcs | MFH | Workshop | SPR/06/26/057 | 2026-06-30
MOB | ENG | O-12868-00 | Emflon PFR Membrane Filter Cartridges 0.2 um PALL P/N : AB05 PFR2 PVH4 pc | 1 | 1 | 0 | Pcs | MFH | WFIG | SPR/06/26/058 | 2026-06-30
MOB | ENG | P-17390-00 | PALL - AB1PFR7PVH4, 0.2 um; ; ; | 0 | 1 | 0 | Pcs | MFH | PW SKID | SPR/06/26/059 | 2026-06-30
MOB | ENG | O-11287-00 | F200 - Pall Filter p/n KA3PFRP1 | 1 | 1 | 0 | Pcs | MFH | WFI SKID | SPR/06/26/059 | 2026-06-30
MOB | ENG | O-13062-00 | AUTOCLAVE Lab Mikro - PALL Emflon Filter 0,2um p/n C3PFRP1 | 1 | 1 | 0 | pcs | MFH | WFIG | SPR/06/26/059 | 2026-06-30
WAP | ENG | O-11149-00 | Bearing 6202 ZZ | 2 | 2 | 0 | Pcs | MFH | Washing | SPR/06/26/060 | 2026-06-30
WAP | ENG | O-16032-00 | Sleeves M200/90 Y 550 E4 Bt5/5 BJ;001643;Material : CSM; Shape : 200/90; Thickness (mm) : 4/10; Leng; ; ; | 1 | 1 | 0 | Pcs | MFH | cRABS | SPR/06/26/061 | 2026-06-30
KFF | ENG | P-12994-00 | Nippon Tape - ASF-110FR | 1 | 1 | 0 | Pcs | MFH | FD | SPR/06/26/062 | 2026-06-30
WAP | ENG | Q-10249-00 | Lem Power Glue; ; ; | 1 | 1 | 0 | Pcs | MFH | Workshop | SPR/06/26/063 | 2026-06-30
ANO | ENG | P-54554-00 | General - Lampu Tl LED Slimliner II T5 10W Cool Light; Hannoch; -; 1 pc | 37 | 37 | 0 | Pcs | MFH | Building | SPR/06/26/064 | 2026-06-30
ANO | ENG | P-50277-00 | General - Kabel NYAF 1 x 1.5 Hitam; Supreme; -; 50m/roll | 2 | 10 | 0 | Pcs | MFH | Building | SPR/06/26/064 | 2026-06-30
ANO | ENG | P-51027-00 | Isolasi Kabel SCOTCH super 33+ size: 19 mmx20x0.177 mm ( vinyl electric tape ) Black 3M | 2 | 2 | 0 | Pcs | MFH | Building | SPR/06/26/064 | 2026-06-30
NDS | ENG | O-20487-00 | General - Isolator Glove Smaller glove CSM (AS : E10330 Y 7 E4); Austar; ; 1 Pc | 1 | 1 | 0 | Pcs | MFH | cRABS | SPR/06/26/065 | 2026-06-30
RIA | ENG | P-52664-00 | Pelampung Air Radar Float Switch 2 Meter; ; ; | 1 | 1 | 0 | Pcs | MFH | - | SPR/06/26/066 | 2026-06-30
RIA | ENG | P-12750-00 | RUCIKA - Pipa PVC aw dia 1/2inch | 1 | 1 | 0 | Pcs | MFH | - | SPR/06/26/066 | 2026-06-30
ROS | ENG | O-16731-00 | Autoclave Fedegari FVA2/A1 NB2963AT - KIT Ricambi Valv. DN10 ON-OFF FEDEGARI ASIA PTE LTD P/N : KK000301 pc | 2 | 2 | 0 | Pcs | MFH | Autoclave | SPR/06/26/067 | 2026-06-30
ROS | ENG | O-16732-00 | Autoclave Fedegari FVA2/A1 NB2963AT - KIT Ricambi Valv. DN10 ON-OFF FEDEGARI ASIA PTE LTD P/N : KS000025 pc | 1 | 1 | 0 | Pcs | MFH | Autoclave | SPR/06/26/067 | 2026-06-30
ROS | ENG | P-12898-00 | Thermaflex lembaran uk. 1.5x1mtr tebal 1inch | 1 | 1 | 0 | Pcs | MFH | Tunnel | SPR/06/26/067 | 2026-06-30
ROS | ENG | O-53414-00 | Fedegari FVA2/A1 - Transition joint RTD Sensor PT100 4Wire, Sx, 1/3 DIN, 5x70mm, SSL, 0-150 C 10M; Radix; RTJ201-1-C-S-3-0-NA-XNA-05-0070-10-Si-PN; 1 Pc | 1 | 1 | 0 | Pcs | MFH | Autoclave | SPR/06/26/068 | 2026-06-30
ROS | ENG | O-51708-00 | ELECTROVALVE 1/4'' GAS FF 24V DC N.C. HIGH TEMPERATURE DP GAS AND LIQUID 0?8BAR | 1 | 1 | 0 | Pcs | MFH | Tunnel | SPR/06/26/068 | 2026-06-30
ROS | ENG | O-20746-00 | Autoclave FOF5/9A - Oring Silicone 1.7x11x15 mm; Custom/Lokal; -; 1 Pc | 1 | 1 | 0 | Pcs | MFH | Autoclave | SPR/06/26/068 | 2026-06-30
SFH | ENG | Q-10475-00 | Cat Tembok; ; ; - Cat Dulux Ambiance Brilliant White @ 20 Ltr | 1 | 1 | 0 | Pcs | MFH | Building | SPR/06/26/069 | 2026-06-30
SFH | ENG | P-10886-00 | General - Socket Drat Dalam, PVC, 1"; Rucika; -; 1 pcs | 1 | 1 | 0 | Pcs | MFH | WWTP | SPR/06/26/070 | 2026-06-30
RIA | ENG | P-53357-00 | General - Battery Kering / Accu MF N100 12V 100Ah; GS Astra; 95E41R; 1 unit | 1 | 1 | 0 | Pcs | MFH | - | SPR/06/26/071 | 2026-06-30
RIA | ENG | O-50994-00 | Battery kering 12V 7,2AH | 2 | 2 | 0 | Pcs | MFH | - | SPR/06/26/071 | 2026-06-30
RIA | ENG | P-52489-00 | Converter Cleanphone Phone | 1 | 1 | 0 | Pcs | MFH | - | SPR/06/26/071 | 2026-06-30
MRN | ENG | P-19846-00 | General - Insulasi Pipa 1 1/8 x 3/8 Inch Panjang 1.82m Tube Class 1; Insuflex; -; 1 pc | 1 | 1 | 0 | Pcs | MFH | - | SPR/06/26/072 | 2026-06-30
MRN | ENG | P-19848-00 | General - Kawat Las Elektrode uk. 2,6x300mm; Niko Steel; NSN-308; 1 pc | 1 | 1 | 0 | Pcs | MFH | - | SPR/06/26/073 | 2026-06-30
MRN | ENG | P-11228-00 | Pneumatic Fitting - QST 8 / PN : 153130 / Festo | 1 | 1 | 0 | Pcs | MFH | - | SPR/06/26/073 | 2026-06-30
ANO | ENG | O-16033-00 | Isolator Gloves E10330 Y 7 E4 4; 000156; Material : CSM; Shape : E10; Size : 7; Thickness (mm) : 4/1; ; ; | 1 | 1 | 0 | Pcs | MFH | cRABS | SPR/06/26/074 | 2026-06-30
SFH | ENG | - | LED Panel 30W | 3 | 3 | 0 | Pcs | MFH | Building | SPR/06/26/075 | 2026-06-30
MRN | ENG | Q-10134-00 | TOTO - Jet Shower spray TX 403S | 4 | 4 | 0 | Pcs | MFH | - | SPR/06/26/076 | 2026-06-30
SFH | ENG | O-15931-00 | Double Tape 3M 1" Merah - P/N : - pc | 1 | 1 | 0 | Pcs | MFH | Building | SPR/06/26/077 | 2026-06-30
SFH | ENG | P-15852-00 | AMPLAS EAGLE 500 | 3 | 3 | 0 | Pcs | MFH | Building | SPR/06/26/077 | 2026-06-30
SFH | ENG | Q-10130-00 | TOTO - Kran Wastafel Faucet TX 126 LE | 1 | 1 | 0 | Pcs | MFH | Building | SPR/06/26/078 | 2026-06-30
SFH | ENG | Q-60502-00 | Silicone Sealant, Silglaze, Type N10 White, pack size per pcs | 1 | 1 | 0 | Pcs | MFH | Building | SPR/07/26/001 | 2026-07-31
SFH | ENG | T-80109-00 | Cellotape Kertas 1 inch warna Putih | 2 | 2 | 0 | Pcs | MFH | Building | SPR/07/26/001 | 2026-07-31
NDS | ENG | P-16474-00 | General - Lem PLastic Steel Epoxy + Hardener 5 menit; Dextone ; -; 1 set/pack | 1 | 1 | 0 | Pcs | MFH | Building | SPR/07/26/002 | 2026-07-31
NDS | ENG | T-80109-00 | Cellotape Kertas 1 inch warna Putih | 1 | 1 | 0 | Pcs | MFH | Building | SPR/07/26/002 | 2026-07-31
NDS | ENG | Q-12123-00 | Lis Strip Pintu Seal Peredam Suara 6M; Lokal; 6M-SD6-Hitam; 6 meter/roll | 1 | 1 | 0 | Pcs | MFH | - | SPR/07/26/002 | 2026-07-31
BDU | ENG | O-19383-00 | HEPA filter minipleat, size: 762x457x69 Class (EN 1822) : H14 - 99,995% MPPS; Hencolin; ; | 1 | 1 | 0 | Pcs | MFH | Tunnel | SPR/07/26/003 | 2026-07-31
BDU | ENG | P-13383-00 | Silicone Sealant High Temp Red; ; ; | 1 | 1 | 0 | Pcs | MFH | Autoclave | SPR/07/26/003 | 2026-07-31
BDU | ENG | O-16731-00 | Autoclave Fedegari FVA2/A1 NB2963AT - KIT Ricambi Valv. DN10 ON-OFF FEDEGARI ASIA PTE LTD P/N : KK000301 pc | 2 | 2 | 0 | Pcs | MFH | Autoclave | SPR/07/26/003 | 2026-07-31
MOB | ENG | P-17645-00 | Sodium Hiphoclorite; ; ; ltr | 120 | 120 | 0 | L | MFH | WWTP | SPR/07/26/004 | 2026-07-31
WAP | ENG | P-20640-00 | General - Tee Tembaga 1/4inch; No Brand; -; 1 pc | 1 | 1 | 0 | Pcs | MFH | Lab | SPR/07/26/005 | 2026-07-31
WAP | ENG | P-20642-00 | General - Quick Connector STWM 1/4 Male JIC; Swagelok; -; 1 pc | 1 | 1 | 0 | Pcs | MFH | Lab | SPR/07/26/006 | 2026-07-31
WAP | ENG | P-20641-00 | General - Regulator Gas 300 Bar; Harris`; 901; 1 pc | 1 | 1 | 0 | Pcs | MFH | Lab | SPR/07/26/006 | 2026-07-31
WAP | ENG | P-20639-00 | General - Pipa Tembaga Dia. 4mm; No Brand; -; 1 meter | 1 | 1 | 0 | Pcs | MFH | Lab | SPR/07/26/006 | 2026-07-31
MOB | ENG | O-54006-00 | General - MCB 1 PHASE 10 AMPERE; Schneider; -; 1 Pc | 1 | 1 | 0 | Pcs | MFH | - | SPR/07/26/007 | 2026-07-31
ERA | ENG | P-12265-00 | FESTO - Push In Connector QS-8-6 p/n 153038 | 1 | 1 | 0 | Pcs | MFH | Chamber | SPR/07/26/008 | 2026-07-31
BDU | ENG | P-10945-00 | Insulation - Seal Tape onda | 1 | 1 | 0 | Pcs | MFH | MS30 | SPR/07/26/009 | 2026-07-31
ANO | ENG | P-20530-00 | General - PU Series (F8) Uk. 892 x 492 x 360mm Efficiency 91-95% Final Resistance 250Pa 9 pocket; IAF; -; 1 pc | 1 | 1 | 0 | Pcs | MFH | AHU | SPR/07/26/010 | 2026-07-31
ANO | ENG | P-20531-00 | General - PU Series (F8) Uk. 592 x 287 x 360mm Efficiency 91-95% Final Resistance 250Pa 6 pocket; IAF; -; 1 pc | 1 | 1 | 0 | Pcs | MFH | AHU | SPR/07/26/010 | 2026-07-31
KFF | ENG | O-16032-00 | Sleeves M200/90 Y 550 E4 Bt5/5 BJ;001643;Material : CSM; Shape : 200/90; Thickness (mm) : 4/10; Leng; ; ; | 1 | 1 | 0 | Pcs | MFH | cRABS | SPR/07/26/011 | 2026-07-31
ROS | ENG | O-16647-00 | Washing RAR4 - Oring Silicone Merah 23x18x2.5 mm; ; ; | 10 | 10 | 0 | Pcs | MFH | Capping | SPR/07/26/012 | 2026-07-31
ROS | ENG | O-53463-00 | Filling VFM100 - PROXIMITY SENSOR, DATALOGIC M8 FLUSH 2X PNP NC IS-08-G2-S1; ; 204172; 1 Pc | 1 | 1 | 0 | Pcs | MFH | Autoclave | SPR/07/26/013 | 2026-07-31
NDS | ENG | P-14951-00 | Fitting Union Tee KQ2T06-00A; ; ; | 1 | 1 | 0 | Pcs | MFH | cRABS | SPR/07/26/014 | 2026-07-31
BDU | ENG | O-16647-00 | Washing RAR4 - Oring Silicone Merah 23x18x2.5 mm; ; ; | 10 | 10 | 0 | Pcs | MFH | Capping | SPR/07/26/015 | 2026-07-31
ROS | ENG | O-15918-00 | Fedegari FVA2/A1 - O-RING 15.47x3.53 ; Code : CC150170 | 3 | 3 | 0 | Pcs | MFH | Autoclave | SPR/07/26/016 | 2026-07-31
RIA | ENG | T-80109-00 | Cellotape Kertas 1 inch warna Putih | 2 | 2 | 0 | Pcs | MFH | - | SPR/07/26/017 | 2026-07-31
RIA | ENG | P-50717-00 | General - Kabel UTP 4 Pairs Cat 6; Belden; -; 305m/roll | 20 | 20 | 0 | Pcs | MFH | - | SPR/07/26/017 | 2026-07-31
RIA | ENG | P-52854-00 | General - Socket RJ45 Cat 6; Belden; -; 50pcs/pack | 5 | 5 | 0 | Pcs | MFH | - | SPR/07/26/017 | 2026-07-31
ERA | ENG | P-11228-00 | Pneumatic Fitting - QST 8 / PN : 153130 / Festo | 1 | 1 | 0 | Pcs | MFH | - | SPR/07/26/018 | 2026-07-31
ROS | ENG | O-16033-00 | Isolator Gloves E10330 Y 7 E4 4; 000156; Material : CSM; Shape : E10; Size : 7; Thickness (mm) : 4/1; ; ; | 3 | 3 | 0 | Pcs | MFH | SKAN | SPR/07/26/019 | 2026-07-31
MRN | ENG | P-14453-00 | Filter IAF MB Series (Medium Filter), efficiency : 60-65 %, Size: 24 x 24 x 12 inch; IAF; ; | 4 | 4 | 0 | Pcs | MFH | - | SPR/07/26/020 | 2026-07-31
MRN | ENG | P-14454-00 | General - Filter IAF MB Series (Medium Filter), efficiency : 60-65 %, Size: 12 x 24 x 12 inch; IAF; -; 1 pcs | 3 | 3 | 0 | Pcs | MFH | - | SPR/07/26/020 | 2026-07-31
SFH | ENG | Q-10153-00 | Roller cat 110mm | 2 | 2 | 0 | Pcs | MFH | Building | SPR/07/26/021 | 2026-07-31
SFH | ENG | P-15852-00 | AMPLAS EAGLE 500 | 3 | 3 | 0 | Pcs | MFH | Building | SPR/07/26/021 | 2026-07-31
WAP | ENG | P-14457-00 | Filter IAF MBV Series (Medium Filter), efficiency : 90-95 %, Size: 24 x 24 x 12 inch; IAF; ; | 1 | 1 | 0 | Pcs | MFH | AHU | SPR/07/26/022 | 2026-07-31
ERA | ENG | O-19424-00 | Mur Baut A2-70 THE | 10 | 10 | 0 | Pcs | MFH | - | SPR/07/26/023 | 2026-07-31
ERA | ENG | O-19431-00 | Baut SS L M8 x 30 mm + Mur + Ring; ; ;; ; ;; ; ; | 10 | 10 | 0 | Pcs | MFH | - | SPR/07/26/023 | 2026-07-31
ERA | ENG | O-19424-00 | Mur Baut A2-70 THE | 10 | 10 | 0 | Pcs | MFH | - | SPR/07/26/023 | 2026-07-31
ROS | ENG | S-46129-00 | Plastik Wrap Roll, Size 50 x 200 cm x 17 micron; no brand; ; pack size per roll | 1 | 1 | 0 | Pcs | MFH | HLD | SPR/07/26/024 | 2026-07-31
WAP | ENG | T-20055-00 | PerformancePlus Check Valve Cartridge; Waters; p/n 700002399 | 2 | 2 | 0 | Pcs | MFH | HPLC | SPR/07/26/025 | 2026-07-31
WAP | ENG | T-20118-00 | FILTER INSERT ASSY; Waters; P/N WAT088084 | 1 | 1 | 0 | Pcs | MFH | HPLC | SPR/07/26/025 | 2026-07-31
WAP | ENG | O-15931-00 | Double Tape 3M 1" Merah - P/N : - pc | 1 | 1 | 0 | Pcs | MFH | FIlling | SPR/07/26/025 | 2026-07-31
NDS | ENG | O-51742-00 | SENSOR SUHU 2 x PT100 (DUPLEX), Jumo type 902810/13 Dia probe 6 mm, probe lenght 150 mm, conection threaded dia 29,1 mm. range temp. -15 ~ 150 oC. | 1 | 1 | 0 | Pcs | MFH | Mixing | SPR/07/26/026 | 2026-07-31
NDS | ENG | O-16647-00 | Washing RAR4 - Oring Silicone Merah 23x18x2.5 mm; ; ; | 10 | 10 | 0 | Pcs | MFH | Capping | SPR/07/26/026 | 2026-07-31
MOB | ENG | O-12868-00 | Emflon PFR Membrane Filter Cartridges 0.2 um PALL P/N : AB05 PFR2 PVH4 pc | 1 | 1 | 0 | Pcs | MFH | WFI SKID | SPR/07/26/027 | 2026-07-31
RPA | PRO | T-80047-00 | Battery ALKALINE AAA | 6 | 6 | 0 | Pcs | MFH | - | SPR/07/26/028 | 2026-07-31
KFF | ENG | P-15852-00 | AMPLAS EAGLE 500 | 1 | 1 | 0 | Pcs | MFH | Blister | SPR/07/26/029 | 2026-07-31
ANO | ENG | P-54218-00 | Vertical Float Level Switch VSS-2FJ-S4-L720-FS45-HT; Wingel; ; | 1 | 1 | 0 | pcs | MFH | WWTP | SPR/07/26/030 | 2026-07-31
ANO | ENG | Q-70066-00 | Dynabolt Beton M8x70; M8; M8x70; | 4 | 4 | 0 | Pcs | MFH | Flow Meter | SPR/07/26/030 | 2026-07-31
MRN | ENG | P-50286-00 | Kabel NYYHY 3 x 1,5 mm | 20 | 20 | 0 | Pcs | MFH | Building | SPR/07/26/031 | 2026-07-31
MRN | ENG | P-51216-00 | Pipa conduit 20mm | 2 | 2 | 0 | Pcs | MFH | Building | SPR/07/26/031 | 2026-07-31
WAP | ENG | P-11182-00 | Pneumatic Fitting - QS 6 / Festo | 1 | 1 | 0 | Pcs | MFH | Lab | SPR/07/26/032 | 2026-07-31
WAP | ENG | O-19430-00 | Baut SS L M5 x 20 mm + Mur + Ring; ; ;; ; ;; ; ; | 6 | 6 | 0 | Pcs | MFH | PSD | SPR/07/26/032 | 2026-07-31
WAP | ENG | O-19430-00 | Baut SS L M5 x 20 mm + Mur + Ring; ; ;; ; ;; ; ; | 6 | 6 | 0 | Pcs | MFH | PSD | SPR/07/26/032 | 2026-07-31
NDS | ENG | O-13617-00 | MARCHESINI MA 255 - Flat Belt 728x40x1 mm | 1 | 1 | 0 | Pcs | MFH | Cartonning | SPR/07/26/033 | 2026-07-31
NDS | ENG | - | PCB Passbox Panjang | 1 | 1 | 0 | Pcs | MFH | FIlling | SPR/07/26/033 | 2026-07-31
NDS | ENG | Q-10249-00 | Lem Power Glue; ; ; | 1 | 1 | 0 | Pcs | MFH | N2 Gen | SPR/07/26/033 | 2026-07-31
ROS | ENG | T-80109-00 | Cellotape Kertas 1 inch warna Putih | 1 | 1 | 0 | Pcs | MFH | Autoclave | SPR/07/26/034 | 2026-07-31
MAP | ENG | T-80046-00 | Battery ALKALINE AA | 2 | 2 | 0 | Pcs | MFH | Building | SPR/07/26/035 | 2026-07-31
ANO | ENG | P-11175-00 | General - Push-in Connector, QS-10-8; Festo; 153039; 1 pcs | 1 | 1 | 0 | Pcs | MFH | Piping | SPR/07/26/036 | 2026-07-31
ANO | ENG | P-12265-00 | FESTO - Push In Connector QS-8-6 p/n 153038 | 1 | 1 | 0 | Pcs | MFH | Piping | SPR/07/26/036 | 2026-07-31
MRN | ENG | Q-10401-00 | Kuas Cat Uk. 3 inch;Eterna;Tipe 611;pack size per pcs | 1 | 1 | 0 | Pcs | MFH | - | SPR/07/26/037 | 2026-07-31
KFF | ENG | O-16033-00 | Isolator Gloves E10330 Y 7 E4 4; 000156; Material : CSM; Shape : E10; Size : 7; Thickness (mm) : 4/1; ; ; | 2 | 2 | 0 | Pcs | MFH | cRABS | SPR/07/26/038 | 2026-07-31
MOB | ENG | P-10945-00 | Insulation - Seal Tape onda | 1 | 1 | 0 | Pcs | MFH | - | SPR/07/26/039 | 2026-07-31
MRN | ENG | P-15862-00 | PAPER RECORD YOKOGAWA; FOLDING CHART B9565AW | 1 | 1 | 0 | Pcs | MFH | WFI SKID | SPR/07/26/040 | 2026-07-31
SFH | ENG | Q-60502-00 | Silicone Sealant, Silglaze, Type N10 White, pack size per pcs | 1 | 1 | 0 | Pcs | MFH | Building | SPR/07/26/041 | 2026-07-31
SFH | ENG | O-15931-00 | Double Tape 3M 1" Merah - P/N : - pc | 1 | 1 | 0 | Pcs | MFH | Building | SPR/07/26/041 | 2026-07-31
WAP | ENG | S-40645-00 | Cable Ties, 200 x 4.8 mm; SIGMA; CS 200L; Putih;100 pcs/pack | 10 | 10 | 0 | Pcs | MFH | - | SPR/07/26/042 | 2026-07-31
ROS | ENG | O-15902-00 | Suction Cup capping size 6R; P/N : 011010; ; ; | 5 | 5 | 0 | Pcs | MFH | Capping | SPR/07/26/043 | 2026-07-31
ROS | ENG | O-15697-00 | SILICONE SUCKER 01.16.20; PART NO :202370 | 5 | 10 | 0 | Pcs | MFH | Capping | SPR/07/26/043 | 2026-07-31
ERA | ENG | T-20591-00 | Kit, Performance PLUS seal pack rebuild; Waters; 700011783; 1 pieces / pack | 1 | 1 | 0 | Pcs | MFH | HPLC | SPR/07/26/044 | 2026-07-31
ROS | ENG | T-20725-00 | Performance Plus Check Valve Housing; Waters; 700002332; | 1 | 1 | 0 | Pcs | MFH | HPLC | SPR/07/26/045 | 2026-07-31
ANO | ENG | P-14877-00 | General - Kabel NYYHY 3 x 2.5mm; SUPREME; -; 1 meter | 8 | 8 | 0 | Pcs | MFH | Building | SPR/07/26/046 | 2026-07-31
SFH | ENG | Q-10249-00 | Lem Power Glue; ; ; | 1 | 1 | 0 | Pcs | MFH | Building | SPR/07/26/047 | 2026-07-31
SFH | ENG | Q-10817-00 | Door Closer Type: TS77 Hold Open; DORMA; ; | 1 | 1 | 0 | Pcs | MFH | Building | SPR/07/26/048 | 2026-07-31
NDS | ENG | T-20725-00 | Performance Plus Check Valve Housing; Waters; 700002332; | 1 | 1 | 0 | Pcs | MFH | HPLC | SPR/07/26/049 | 2026-07-31
SFH | ENG | T-80046-00 | Battery ALKALINE AA | 6 | 6 | 0 | Pcs | MFH | Building | SPR/07/26/050 | 2026-07-31
BFN | ENG | O-18055-00 | Robot Casepacker - Suction cup; VB17. single below; diameter Cup 17 mm.; vmeca; ; | 2 | 2 | 0 | Pcs | MFH | Cartonning | SPR/07/26/051 | 2026-07-31
MFH | ENG | T-12348-00 | Kabel Power CPU Cord 1,5m; ; ; | 1 | 1 | 0 | Pcs | MFH | - | SPR/07/26/052 | 2026-07-31
MFH | ENG | P-12260-00 | FESTO - Push In Connector QS-4-4 | 1 | 1 | 0 | Pcs | MFH | - | SPR/07/26/052 | 2026-07-31
MFH | ENG | Q-10825-00 | Tali Karet Ban;No Brand;;pack size per pcs | 5 | 5 | 0 | Pcs | MFH | - | SPR/07/26/052 | 2026-07-31
MFH | ENG | P-13389-00 | Scotch Brite 3M; ; ; | 2 | 2 | 0 | Pcs | MFH | - | SPR/07/26/053 | 2026-07-31
ROS | ENG | O-16732-00 | Autoclave Fedegari FVA2/A1 NB2963AT - KIT Ricambi Valv. DN10 ON-OFF FEDEGARI ASIA PTE LTD P/N : KS000025 pc | 3 | 3 | 0 | Pcs | MFH | Autoclave | SPR/07/26/054 | 2026-07-31
ROS | ENG | O-16731-00 | Autoclave Fedegari FVA2/A1 NB2963AT - KIT Ricambi Valv. DN10 ON-OFF FEDEGARI ASIA PTE LTD P/N : KK000301 pc | 2 | 2 | 0 | Pcs | MFH | Autoclave | SPR/07/26/054 | 2026-07-31
ROS | ENG | O-20294-00 | Autoclave - Oring 70 x 59 x 5.5 mm Viton Custom/Lokal - | 1 | 1 | 0 | Pcs | MFH | Autoclave | SPR/07/26/054 | 2026-07-31
MFH | ENG | P-50810-00 | General - Buzzer AD22-22MSD red with lamp; FORT; -; 1 pcs | 1 | 1 | 0 | Pcs | MFH | - | SPR/07/26/055 | 2026-07-31
MFH | ENG | O-14639-00 | General - EPDM Gasket for Ferrule dia. 1/2"; -; -; 1 pc | 2 | 2 | 0 | Pcs | MFH | - | SPR/07/26/056 | 2026-07-31
MFH | ENG | T-80109-00 | Cellotape Kertas 1 inch warna Putih | 5 | 5 | 0 | Pcs | MFH | - | SPR/07/26/056 | 2026-07-31
MFH | ENG | Q-60501-00 | Silicone Sealant, Silglaze, Type N10 Clear, pack size per pcs | 1 | 1 | 0 | Pcs | MFH | - | SPR/07/26/057 | 2026-07-31
MFH | ENG | P-51741-00 | Lampu Phillips PHP LED; 710 7w E27 White 220-240v; ; ; | 97 | 97 | 0 | Pcs | MFH | - | SPR/07/26/058 | 2026-07-31
MFH | ENG | P-14453-00 | Filter IAF MB Series (Medium Filter), efficiency : 60-65 %, Size: 24 x 24 x 12 inch; IAF; ; | 6 | 7 | 0 | Pcs | MFH | AHU | SPR/07/26/058 | 2026-07-31
MFH | ENG | P-14457-00 | Filter IAF MBV Series (Medium Filter), efficiency : 90-95 %, Size: 24 x 24 x 12 inch; IAF; ; | 6 | 6 | 0 | Pcs | MFH | AHU | SPR/07/26/058 | 2026-07-31
MFH | ENG | P-10945-00 | Insulation - Seal Tape onda | 15 | 17 | 0 | Pcs | MFH | - | SPR/07/26/059 | 2026-07-31
MFH | ENG | O-18055-00 | Robot Casepacker - Suction cup; VB17. single below; diameter Cup 17 mm.; vmeca; ; | 6 | 8 | 0 | Pcs | MFH | - | SPR/07/26/059 | 2026-07-31
MFH | ENG | Q-10845-00 | Fitting Lampu Bholam E27; ; ; pcs | 107 | 109 | 0 | Pcs | MFH | - | SPR/07/26/059 | 2026-07-31
MFH | ENG | P-12695-00 | PC 4200/IMA C90 - Draw in-roller Cpl; GUK; 21401-0007; 1 pcs | 1 | 1 | 0 | Pcs | MFH | Cartonning | SPR/07/26/060 | 2026-07-31
MFH | ENG | O-20557-00 | Marchesini MA155 - Combination Folding Roller, 21. 4. 0 1/0. 244; -; M660010009; 1 Pc | 2 | 2 | 0 | Pcs | MFH | Cartonning | SPR/07/26/060 | 2026-07-31
MFH | ENG | O-20558-00 | Marchesini MA155 - Combination Folding Roller, 21. 4. 0. 1/0. 233; -; M660010009; 1 Pc | 1 | 1 | 0 | Pcs | MFH | Cartonning | SPR/07/26/060 | 2026-07-31
MFH | ENG | O-21486-00 | General - Isolator Glove CSM Port size 10 Inch Length : 800 mm, Thick : 15mil/0.4mm; TRON; 10Y1532A0975; 1 Pc | 3 | 3 | 0 | Pcs | MFH | - | SPR/07/26/061 | 2026-07-31
MFH | ENG | O-21485-00 | General - Isolator Glove CSM Port size 8 Inch Length : 800 mm, Thick : 15mil/0.4mm; TRON; 8Y1532A0975; 1 Pc | 2 | 2 | 0 | Pcs | MFH | - | SPR/07/26/061 | 2026-07-31
MFH | ENG | Q-10845-00 | Fitting Lampu Bholam E27; ; ; pcs | 2 | 2 | 0 | Pcs | MFH | Isolator GC | SPR/07/26/062 | 2026-07-31
MFH | ENG | P-51741-00 | Lampu Phillips PHP LED; 710 7w E27 White 220-240v; ; ; | 2 | 2 | 0 | Pcs | MFH | Isolator Dry Lab | SPR/07/26/062 | 2026-07-31
MFH | ENG | P-15862-00 | PAPER RECORD YOKOGAWA; FOLDING CHART B9565AW | 1 | 1 | 0 | Pcs | MFH | WFI SKID | SPR/07/26/062 | 2026-07-31
ROS | ENG | O-16647-00 | Washing RAR4 - Oring Silicone Merah 23x18x2.5 mm; ; ; | 10 | 10 | 0 | Pcs | MFH | Capping | SPR/07/26/063 | 2026-07-31
ROS | ENG | Q-60025-00 | Kuas Eterna 1 | 1 | 1 | 0 | Pcs | MFH | - | SPR/07/26/063 | 2026-07-31
ROS | ENG | O-20294-00 | Autoclave - Oring 70 x 59 x 5.5 mm Viton Custom/Lokal - | 1 | 1 | 0 | Pcs | MFH | FIlling | SPR/07/26/063 | 2026-07-31
ERA | ENG | P-14457-00 | Filter IAF MBV Series (Medium Filter), efficiency : 90-95 %, Size: 24 x 24 x 12 inch; IAF; ; | 1 | 1 | 0 | Pcs | MFH | cRABS | SPR/07/26/064 | 2026-07-31
SFH | ENG | Q-50013-00 | Frame or Perimeter Seal RP48 White; Raven; R48W6; 6 meter/pck | 2 | 2 | 0 | Pcs | MFH | Mixing | SPR/07/26/065 | 2026-07-31
BDU | ENG | P-51299-00 | General - Terminal Plastik, dia. 6 mm; No Brand; -; 1 pcs | 1 | 1 | 0 | Pcs | MFH | FIlling | SPR/07/26/066 | 2026-07-31
WAP | ENG | P-19898-00 | General - Bushing VAV dia. 24 x 26mm; Custom Agru; -; 1 pc | 1 | 1 | 0 | Pcs | MFH | AHU | SPR/07/26/067 | 2026-07-31
SFH | ENG | Q-10128-00 | Thinner Super End/Impala | 1 | 1 | 0 | Can | MFH | Building | SPR/07/26/068 | 2026-07-31
RIA | ENG | P-15862-00 | PAPER RECORD YOKOGAWA; FOLDING CHART B9565AW | 1 | 1 | 0 | Pcs | MFH | PSG | SPR/07/26/069 | 2026-07-31
RIA | ENG | P-50717-00 | General - Kabel UTP 4 Pairs Cat 6; Belden; -; 305m/roll | 120 | 120 | 0 | Pcs | MFH | Building | SPR/07/26/069 | 2026-07-31
RIA | ENG | P-52854-00 | General - Socket RJ45 Cat 6; Belden; -; 50pcs/pack | 8 | 8 | 0 | Pcs | MFH | Building | SPR/07/26/069 | 2026-07-31
NDS | ENG | O-16731-00 | Autoclave Fedegari FVA2/A1 NB2963AT - KIT Ricambi Valv. DN10 ON-OFF FEDEGARI ASIA PTE LTD P/N : KK000301 pc | 2 | 2 | 0 | Pcs | MFH | Autoclave | SPR/07/26/070 | 2026-07-31
NDS | ENG | O-16732-00 | Autoclave Fedegari FVA2/A1 NB2963AT - KIT Ricambi Valv. DN10 ON-OFF FEDEGARI ASIA PTE LTD P/N : KS000025 pc | 4 | 4 | 0 | Pcs | MFH | Autoclave | SPR/07/26/070 | 2026-07-31
MOB | ENG | P-10898-00 | General - Socket, PVC, 2"; Rucika; -; 1 pcs | 1 | 1 | 0 | Pcs | MFH | - | SPR/07/26/071 | 2026-07-31
ERA | ENG | O-16033-00 | Isolator Gloves E10330 Y 7 E4 4; 000156; Material : CSM; Shape : E10; Size : 7; Thickness (mm) : 4/1; ; ; | 1 | 1 | 0 | Pcs | MFH | cRABS | SPR/07/26/072 | 2026-07-31
NDS | ENG | O-16647-00 | Washing RAR4 - Oring Silicone Merah 23x18x2.5 mm; ; ; | 10 | 10 | 0 | Pcs | MFH | Capping | SPR/07/26/073 | 2026-07-31
SFH | ENG | P-51321-00 | Analog Smoke Detector; Nohmi Bosai; c/n FDK38U; Pcs | 1 | 1 | 0 | Pcs | MFH | Building | SPR/07/26/074 | 2026-07-31
SFH | ENG | P-52711-00 | Accu NS70 (Battery kering) 12V | 1 | 1 | 0 | Pcs | MFH | Building | SPR/07/26/074 | 2026-07-31
SFH | ENG | P-54688-00 | General - Room Display Unit with Alarm Settings 3-Channel (3 Analog Input, Modbus RTU RS-485 Output); Terren; EMX MFDP11810M0; 1 unit | 1 | 1 | 0 | Pcs | MFH | Building | SPR/07/26/074 | 2026-07-31
KFF | ENG | S-20268-00 | Face Shield Head Gear With Clear Visor; KW1000315; ; ; | 1 | 1 | 0 | Pcs | MFH | Workshop | SPR/07/26/075 | 2026-07-31
SFH | ENG | P-20449-00 | General - Supply Air Diffuser + OBD 200 x 200mm (8inch), Natural, Luar 33 x 33cm; No Brand; -; 1 pc | 1 | 1 | 0 | Pcs | MFH | Building | SPR/07/26/076 | 2026-07-31
NDS | ENG | P-18290-00 | Festo Standar Cylinder DSBC-40-40-PPVA-N3 PN. 1376657; ; ; pc | 1 | 1 | 0 | Pcs | MFH | Washing | SPR/07/26/077 | 2026-07-31
ROS | ENG | P-51027-00 | Isolasi Kabel SCOTCH super 33+ size: 19 mmx20x0.177 mm ( vinyl electric tape ) Black 3M | 1 | 1 | 0 | Pcs | MFH | - | SPR/07/26/078 | 2026-07-31
ROS | ENG | Q-10249-00 | Lem Power Glue; ; ; | 1 | 1 | 0 | Pcs | MFH | - | SPR/07/26/078 | 2026-07-31
ROS | ENG | O-11149-00 | Bearing 6202 ZZ | 2 | 2 | 0 | Pcs | MFH | Tunnel | SPR/07/26/078 | 2026-07-31
SFH | ENG | P-54577-00 | General - Lampu Neon LED Silinder II T5 16W Putih; Hannochs; -; 1 pc | 2 | 2 | 0 | Pcs | MFH | Building | SPR/07/26/079 | 2026-07-31
SFH | ENG | P-51027-00 | Isolasi Kabel SCOTCH super 33+ size: 19 mmx20x0.177 mm ( vinyl electric tape ) Black 3M | 1 | 1 | 0 | Pcs | MFH | Building | SPR/07/26/079 | 2026-07-31
SFH | ENG | P-54199-00 | Stop Kontak AC Kaki 3 Broco; Broco; ; | 1 | 1 | 0 | Pcs | MFH | Building | SPR/07/26/079 | 2026-07-31
WAP | ENG | P-12765-00 | General - Silicone Gasket for Ferrule dia. 2inch; Custom; -; 1 pcs | 2 | 2 | 0 | Pcs | MFH | Building | SPR/07/26/080 | 2026-07-31
WAP | ENG | P-19898-00 | General - Bushing VAV dia. 24 x 26mm; Custom Agru; -; 1 pc | 1 | 1 | 0 | Pcs | MFH | AHU | SPR/07/26/080 | 2026-07-31
ANO | ENG | O-15931-00 | Double Tape 3M 1" Merah - P/N : - pc | 1 | 1 | 0 | Pcs | MFH | Building | SPR/07/26/081 | 2026-07-31
ANO | ENG | P-12265-00 | FESTO - Push In Connector QS-8-6 p/n 153038 | 1 | 1 | 0 | Pcs | MFH | - | SPR/07/26/082 | 2026-07-31
ANO | ENG | P-11175-00 | General - Push-in Connector, QS-10-8; Festo; 153039; 1 pcs | 1 | 1 | 0 | Pcs | MFH | - | SPR/07/26/082 | 2026-07-31
ANO | ENG | P-12282-00 | FESTO - QS-12-10 Push in Connector p/n: 153040 | 1 | 1 | 0 | pcs | MFH | - | SPR/07/26/082 | 2026-07-31
ERA | ENG | P-51027-00 | Isolasi Kabel SCOTCH super 33+ size: 19 mmx20x0.177 mm ( vinyl electric tape ) Black 3M | 1 | 1 | 0 | Pcs | MFH | - | SPR/07/26/083 | 2026-07-31
ERA | ENG | P-54554-00 | General - Lampu Tl LED Slimliner II T5 10W Cool Light; Hannoch; -; 1 pc | 4 | 4 | 0 | Pcs | MFH | MLAF | SPR/07/26/083 | 2026-07-31
ERA | ENG | O-21284-00 | General - Isolator Gloves 000080 E10330 CNS 7 E3 5 Neoprene No Staining; Piercan; SG010138; 1 Pc | 3 | 3 | 0 | Pcs | MFH | - | SPR/07/26/083 | 2026-07-31
ERA | ENG | O-15931-00 | Double Tape 3M 1" Merah - P/N : - pc | 1 | 1 | 0 | Pcs | MFH | MLAF | SPR/07/26/084 | 2026-07-31
ERA | ENG | S-40645-00 | Cable Ties, 200 x 4.8 mm; SIGMA; CS 200L; Putih;100 pcs/pack | 20 | 20 | 0 | Pcs | MFH | MLAF | SPR/07/26/084 | 2026-07-31
ERA | ENG | P-18468-00 | Pass Box Stickers ZC-A; ; ; | 2 | 2 | 0 | Pcs | MFH | MLAF | SPR/07/26/084 | 2026-07-31
MRN | ENG | P-20651-00 | General - Wire Brush Mata Bor; JLD; 263; 3pcs/set | 1 | 1 | 0 | Pcs | MFH | Workshop | SPR/07/26/085 | 2026-07-31
WAP | ENG | P-50140-00 | Battery UPS - Battery kering 12V 9 AH | 7 | 7 | 0 | Pcs | MFH | UPS | SPR/07/26/086 | 2026-07-31
MAP | ENG | S-40640-00 | Cable Ties, 150 x 3.6 mm; SIGMA; CS 150T; Putih;100 pcs/pack | 1 | 1 | 0 | Pcs | MFH | Building | SPR/07/26/087 | 2026-07-31
TGT | ENG | T-20123-00 | Acquity PDA/TUV 2489/2998 Perf | 2 | 2 | 0 | Pcs | MFH | HPLC | SPR/07/26/088 | 2026-07-31
MOB | ENG | Q-10249-00 | Lem Power Glue; ; ; | 1 | 1 | 0 | Pcs | MFH | - | SPR/07/26/089 | 2026-07-31
SFH | ENG | Q-10128-00 | Thinner Super End/Impala | 2 | 2 | 0 | Can | MFH | Building | SPR/07/26/090 | 2026-07-31
SFH | ENG | Q-60405-00 | Cat Durogloss DR-2000; Propan; Type Spiders Web 90YY 73/040; 0,9 L/can | 1 | 1 | 0 | Pcs | MFH | Building | SPR/07/26/090 | 2026-07-31
SFH | ENG | Q-10153-00 | Roller cat 110mm | 2 | 2 | 0 | Pcs | MFH | Building | SPR/07/26/090 | 2026-07-31
SFH | ENG | O-19346-00 | HEPA filter minipleat, size: 1220X610X93 H14; ; ; | 3 | 3 | 0 | Pcs | MFH | AHU | SPR/07/26/091 | 2026-07-31
SFH | ENG | Q-60502-00 | Silicone Sealant, Silglaze, Type N10 White, pack size per pcs | 1 | 1 | 0 | Pcs | MFH | Building | SPR/07/26/091 | 2026-07-31
SFH | ENG | Q-60501-00 | Silicone Sealant, Silglaze, Type N10 Clear, pack size per pcs | 1 | 1 | 0 | Pcs | MFH | Building | SPR/07/26/091 | 2026-07-31
ROS | ENG | O-16032-00 | Sleeves M200/90 Y 550 E4 Bt5/5 BJ;001643;Material : CSM; Shape : 200/90; Thickness (mm) : 4/10; Leng; ; ; | 1 | 1 | 0 | Pcs | MFH | cRABS | SPR/07/26/092 | 2026-07-31
ROS | ENG | Q-10249-00 | Lem Power Glue; ; ; | 1 | 1 | 0 | Pcs | MFH | - | SPR/07/26/092 | 2026-07-31
KFF | ENG | P-13365-00 | Cutting Wheel 14" nippon resibon; ; ; | 1 | 1 | 0 | Pcs | MFH | - | SPR/07/26/093 | 2026-07-31
BDU | ENG | O-21284-00 | General - Isolator Gloves 000080 E10330 CNS 7 E3 5 Neoprene No Staining; Piercan; SG010138; 1 Pc | 4 | 4 | 0 | Pcs | MFH | BSC | SPR/07/26/094 | 2026-07-31
BDU | ENG | Q-10249-00 | Lem Power Glue; ; ; | 1 | 1 | 0 | Pcs | MFH | BSC | SPR/07/26/094 | 2026-07-31
BDU | ENG | O-15931-00 | Double Tape 3M 1" Merah - P/N : - pc | 1 | 1 | 0 | Pcs | MFH | BSC | SPR/07/26/094 | 2026-07-31
ROS | ENG | O-14510-00 | Speed Control AS2201F-02-08SA, SMC, , SINAR MUTIARA CAKRABUANA, PT P/N : - pc | 1 | 1 | 0 | Pcs | MFH | Washing | SPR/07/26/095 | 2026-07-31
ROS | ENG | P-12265-00 | FESTO - Push In Connector QS-8-6 p/n 153038 | 1 | 1 | 0 | Pcs | MFH | Washing | SPR/07/26/095 | 2026-07-31
SFH | ENG | P-20019-00 | General - Door Sticker T30-X; Austar; -; 1 pc | 2 | 2 | 0 | Pcs | MFH | Building | SPR/07/26/096 | 2026-07-31
WAP | ENG | O-15931-00 | Double Tape 3M 1" Merah - P/N : - pc | 1 | 1 | 0 | Pcs | MFH | Building | SPR/07/26/097 | 2026-07-31
WAP | ENG | T-80109-00 | Cellotape Kertas 1 inch warna Putih | 1 | 1 | 0 | Pcs | MFH | Building | SPR/07/26/097 | 2026-07-31
WAP | ENG | P-16308-00 | Fisher S 8 (1 box : 100 pcs) | 2 | 4 | 0 | Pcs | MFH | Building | SPR/07/26/097 | 2026-07-31
ANO | ENG | P-18788-00 | General - Baut Hexagonal, SS, M6 x 55 mm + Mur; No Brand; -; 1 pcs | 4 | 4 | 0 | Pcs | MFH | - | SPR/07/26/098 | 2026-07-31
WAP | ENG | P-20637-00 | General - Motorize Valve; Belimo; NMX 120-3; 1 pc | 1 | 1 | 0 | Pcs | MFH | AHU | SPR/07/26/099 | 2026-07-31
WAP | ENG | P-20041-00 | General - Cable Duct 15 x 30mm; No Brand; -; 1,7meter/pc | 2 | 2 | 0 | Pcs | MFH | Building | SPR/07/26/099 | 2026-07-31
SFH | ENG | Q-10249-00 | Lem Power Glue; ; ; | 1 | 1 | 0 | Pcs | MFH | Building | SPR/07/26/100 | 2026-07-31
SFH | ENG | P-20019-00 | General - Door Sticker T30-X; Austar; -; 1 pc | 1 | 1 | 0 | Pcs | MFH | Building | SPR/07/26/101 | 2026-07-31
NDS | ENG | T-80109-00 | Cellotape Kertas 1 inch warna Putih | 1 | 1 | 0 | Pcs | MFH | Tunnel | SPR/07/26/102 | 2026-07-31
MAP | ENG | S-20055-00 | Safety Gloves; Promaster; pack size 10 pcs per box | 6 | 6 | 0 | Pcs | MFH | CLU | SPR/07/26/103 | 2026-07-31
MFH | ENG | O-16980-00 | Freeze Dryer MBE1207 - Diaphrapm DA040E2 M4 Saunders CIPTA SOLUSI ANDALAN, PT P/N : - pc | 2 | 2 | 0 | Pcs | MFH | - | SPR/07/26/104 | 2026-07-31
MFH | ENG | P-20431-00 | General - Elbow Ornamen SS201 dia. 4 inch; No Brand; -; 1 pc | 2 | 2 | 0 | Pcs | MFH | - | SPR/07/26/104 | 2026-07-31
MFH | ENG | P-20432-00 | General - Round Pipe Hanger with Blue Rubber Seat and Base SS304 dia. 4 inch; No Brand; -; 1 pc | 3 | 3 | 0 | Pcs | MFH | - | SPR/07/26/104 | 2026-07-31
MFH | ENG | Q-60502-00 | Silicone Sealant, Silglaze, Type N10 White, pack size per pcs | 11 | 11 | 0 | Pcs | MFH | - | SPR/07/26/105 | 2026-07-31
MFH | ENG | Q-60503-00 | Silicone Sealant, Silglaze, Type N10 Grey, pack size per pcs | 5 | 5 | 0 | Pcs | MFH | - | SPR/07/26/105 | 2026-07-31
MFH | ENG | O-16981-00 | Freeze Dryer MBE1207 - Diaphrapm DA025E2 M4 Saunders CIPTA SOLUSI ANDALAN, PT P/N : - pc | 2 | 2 | 0 | Pcs | MFH | - | SPR/07/26/105 | 2026-07-31
MFH | ENG | Q-10154-00 | Roller cat 230mm | 1 | 1 | 0 | Pcs | MFH | - | SPR/07/26/106 | 2026-07-31
MFH | ENG | Q-10378-00 | Kunci Laci Cam Lock;Huben;PN: HL 103-25 mm;pack size per pcs | 2 | 2 | 0 | Pcs | MFH | - | SPR/07/26/106 | 2026-07-31
MFH | ENG | Q-10946-00 | Silicone Sealant;Silglaze;Type N10 Light Grey;pack size per pcs | 5 | 5 | 0 | Pcs | MFH | - | SPR/07/26/106 | 2026-07-31
BDU | ENG | T-12311-00 | Thermal Paste for Processor/CPU; ; ; | 1 | 1 | 0 | Pcs | MFH | Tunnel | SPR/08/26/001 | 2026-08-26
BDU | ENG | - | Capacitor 10uF | 1 | 1 | 0 | Pcs | MFH | Tunnel | SPR/08/26/001 | 2026-08-26
NDS | ENG | T-20725-00 | Performance Plus Check Valve Housing; Waters; 700002332; | 1 | 1 | 0 | Pcs | MFH | HPLC | SPR/08/26/002 | 2026-08-26
ROS | ENG | O-16334-00 | Regulator Nitrogen ( N2 ) Yamato | 1 | 1 | 0 | Pcs | MFH | N2 Gen | SPR/08/26/003 | 2026-08-26
ROS | ENG | P-10945-00 | Insulation - Seal Tape onda | 1 | 1 | 0 | Pcs | MFH | N2 Gen | SPR/08/26/003 | 2026-08-26
KFF | ENG | P-12749-00 | General - Pipa PVC AW dia. 1inch, Warna Abu-Abu; Rucika; -; 1 pcs | 1 | 1 | 0 | Pcs | MFH | - | SPR/08/26/004 | 2026-08-26
KFF | ENG | P-10897-00 | Fitting PVC - Sock PVC 1" | 1 | 1 | 0 | Pcs | MFH | - | SPR/08/26/004 | 2026-08-26
KFF | ENG | P-20528-00 | General - Clamp Ferrule Complete SMS SS304 (12.7mm - EPDM) dia. 4 inch; No Brand; -; 1 pc | 1 | 1 | 0 | Pcs | MFH | - | SPR/08/26/004 | 2026-08-26
KFF | ENG | O-53510-00 | Tunnel ST1L - Finned Heater U Form Dia 11x520mm 230V-1200W; Custom/Lokal; -; 1 Pc | 9 | 9 | 0 | Pcs | MFH | Tunnel | SPR/08/26/005 | 2026-08-26
IWU | HRG | Q-60501-00 | Silicone Sealant, Silglaze, Type N10 Clear, pack size per pcs | 1 | 1 | 0 | Pcs | MFH | - | SPR/08/26/006 | 2026-08-26
KFF | ENG | O-21486-00 | General - Isolator Glove CSM Port size 10 Inch Length : 800 mm, Thick : 15mil/0.4mm; TRON; 10Y1532A0975; 1 Pc | 1 | 1 | 0 | Pcs | MFH | Mixing | SPR/08/26/007 | 2026-08-26
KFF | ENG | T-20118-00 | FILTER INSERT ASSY; Waters; P/N WAT088084 | 1 | 1 | 0 | Pcs | MFH | HPLC | SPR/08/26/008 | 2026-08-26
KFF | ENG | T-20212-00 | SEAL PLUNGER 2690, Waters, Part No. WAT270938, PKG (2) | 1 | 1 | 0 | Pcs | MFH | HPLC | SPR/08/26/008 | 2026-08-26
KFF | ENG | T-80109-00 | Cellotape Kertas 1 inch warna Putih | 1 | 1 | 0 | Pcs | MFH | CLU | SPR/08/26/009 | 2026-08-26
KFF | ENG | S-40645-00 | Cable Ties, 200 x 4.8 mm; SIGMA; CS 200L; Putih;100 pcs/pack | 1 | 1 | 0 | Pcs | MFH | CLU | SPR/08/26/009 | 2026-08-26
KFF | ENG | O-20751-00 | Marchesini MA155 - Roller Gripper Cartoning Uk. 13x6x6mm; Custom/Lokal; -; 1 Pc | 2 | 2 | 0 | Pcs | MFH | Cartonning | SPR/08/26/010 | 2026-08-26
KFF | ENG | O-15931-00 | Double Tape 3M 1" Merah - P/N : - pc | 1 | 1 | 0 | Pcs | MFH | Cartonning | SPR/08/26/010 | 2026-08-26
ERA | ENG | - | Fitting One Piece | 1 | 1 | 0 | Pcs | MFH | HPLC | SPR/08/26/011 | 2026-08-26
ERA | ENG | T-20123-00 | Acquity PDA/TUV 2489/2998 Perf | 1 | 1 | 0 | Pcs | MFH | HPLC | SPR/08/26/011 | 2026-08-26
ERA | ENG | O-16647-00 | Washing RAR4 - Oring Silicone Merah 23x18x2.5 mm; ; ; | 10 | 10 | 0 | Pcs | MFH | Capping | SPR/08/26/012 | 2026-08-26
ERA | ENG | T-80109-00 | Cellotape Kertas 1 inch warna Putih | 1 | 1 | 0 | Pcs | MFH | - | SPR/08/26/012 | 2026-08-26
KFF | ENG | O-16032-00 | Sleeves M200/90 Y 550 E4 Bt5/5 BJ;001643;Material : CSM; Shape : 200/90; Thickness (mm) : 4/10; Leng; ; ; | 1 | 1 | 0 | Pcs | MFH | cRABS | SPR/08/26/013 | 2026-08-26
KFF | ENG | P-13389-00 | Scotch Brite 3M; ; ; | 1 | 1 | 0 | Pcs | MFH | cRABS | SPR/08/26/013 | 2026-08-26
KFF | ENG | O-11356-00 | Lubricant ? Food grade oil Viscolab 150 - Pc=Liter | 20 | 1 | 0 | Pcs | MFH | Tablet | SPR/08/26/013 | 2026-08-26
NDS | ENG | O-16033-00 | Isolator Gloves E10330 Y 7 E4 4; 000156; Material : CSM; Shape : E10; Size : 7; Thickness (mm) : 4/1; ; ; | 1 | 1 | 0 | Pcs | MFH | cRABS | SPR/08/26/014 | 2026-08-26
ANS | ENG | P-51027-00 | Isolasi Kabel SCOTCH super 33+ size: 19 mmx20x0.177 mm ( vinyl electric tape ) Black 3M | 1 | 1 | 0 | Pcs | MFH | - | SPR/08/26/015 | 2026-08-26
BDU | ENG | P-13650-00 | Manual Valve HE-2-QS-6; FESTO; ; | 1 | 1 | 0 | Pcs | MFH | CLU | SPR/08/26/016 | 2026-08-26
BDU | ENG | P-11185-00 | General - Push-in Connector, QS-8-6; Festo; 153038; 1 pcs | 1 | 1 | 0 | Pcs | MFH | CLU | SPR/08/26/016 | 2026-08-26
BDU | ENG | P-11227-00 | General - Push-in T-connector, QST-6; Festo; 153129; 1 pcs | 1 | 1 | 0 | Pcs | MFH | CLU | SPR/08/26/016 | 2026-08-26
BDU | ENG | S-40645-00 | Cable Ties, 200 x 4.8 mm; SIGMA; CS 200L; Putih;100 pcs/pack | 1 | 1 | 0 | Pcs | MFH | CLU | SPR/08/26/017 | 2026-08-26
ERA | ENG | T-80681-00 | Battery Kancing Energizer CR2032 3V Lithium | 1 | 1 | 0 | Pcs | MFH | - | SPR/08/26/018 | 2026-08-26
ERA | ENG | S-40645-00 | Cable Ties, 200 x 4.8 mm; SIGMA; CS 200L; Putih;100 pcs/pack | 1 | 1 | 0 | Pcs | MFH | FD | SPR/08/26/018 | 2026-08-26
KFF | ENG | P-51027-00 | Isolasi Kabel SCOTCH super 33+ size: 19 mmx20x0.177 mm ( vinyl electric tape ) Black 3M | 1 | 1 | 0 | Pcs | MFH | - | SPR/08/26/019 | 2026-08-26
KFF | ENG | P-12471-00 | General - Lem silicone; Elastosil; E41; 90gram/tube | 1 | 1 | 0 | Pcs | MFH | Tablet | SPR/08/26/020 | 2026-08-26
KFF | ENG | O-52200-00 | FESTO - Proximity Sensor SME-8M-DS-24V-K-0,3-M8D p/n: 543861 | 1 | 1 | 0 | Pcs | MFH | Washing | SPR/08/26/020 | 2026-08-26
ERA | ENG | O-18055-00 | Robot Casepacker - Suction cup; VB17. single below; diameter Cup 17 mm.; vmeca; ; | 3 | 3 | 0 | Pcs | MFH | - | SPR/08/26/021 | 2026-08-26
MFH | ENG | P-13389-00 | Scotch Brite 3M; ; ; | 10 | 10 | 0 | Pcs | MFH | - | SPR/08/26/022 | 2026-08-26
MFH | ENG | P-54584-00 | AHU - Centrifugal Duct Inline Blower 8inch; Nicotra; GCIL 200; 1 unit | 1 | 1 | 0 | Pcs | MFH | - | SPR/08/26/022 | 2026-08-26
MFH | ENG | T-80109-00 | Cellotape Kertas 1 inch warna Putih | 2 | 2 | 0 | Pcs | MFH | - | SPR/08/26/022 | 2026-08-26
MFH | ENG | O-20751-00 | Marchesini MA155 - Roller Gripper Cartoning Uk. 13x6x6mm; Custom/Lokal; -; 1 Pc | 23 | 23 | 0 | Pcs | MFH | - | SPR/08/26/023 | 2026-08-26
MFH | ENG | P-54334-00 | General - Socket Relay PYFZ-14-E; Omron; -; 1 pc | 4 | 4 | 0 | Pcs | MFH | - | SPR/08/26/023 | 2026-08-26
MFH | ENG | P-51027-00 | Isolasi Kabel SCOTCH super 33+ size: 19 mmx20x0.177 mm ( vinyl electric tape ) Black 3M | 3 | 3 | 0 | Pcs | MFH | - | SPR/08/26/023 | 2026-08-26
MRN | ENG | P-53293-00 | General - Lampu Emergency TL LED 16W Waterproof IP65; Briliant; -; 1 pc | 2 | 2 | 0 | Pcs | MFH | Building | SPR/08/26/024 | 2026-08-26
MOB | ENG | P-11228-00 | Pneumatic Fitting - QST 8 / PN : 153130 / Festo | 2 | 2 | 0 | Pcs | MFH | - | SPR/08/26/025 | 2026-08-26
MOB | ENG | P-11227-00 | General - Push-in T-connector, QST-6; Festo; 153129; 1 pcs | 2 | 2 | 0 | Pcs | MFH | - | SPR/08/26/025 | 2026-08-26
MOB | ENG | P-14245-00 | General - Shut-off Valve, HE-2-QS-8; Festo; 153468; 1 pcs | 1 | 1 | 0 | Pcs | MFH | - | SPR/08/26/025 | 2026-08-26
MOB | ENG | P-13650-00 | Manual Valve HE-2-QS-6; FESTO; ; | 1 | 1 | 0 | Pcs | MFH | - | SPR/08/26/026 | 2026-08-26
SFH | ENG | Q-10249-00 | Lem Power Glue | 1 | 1 | 0 | pcs | MFH | - | SPR/08/26/027 | 2026-08-26
WAP | ENG | P-15862-00 | PAPER RECORD YOKOGAWA; FOLDING CHART B9565AW | 2 | 2 | 0 | Pcs | MFH | - | SPR/08/26/028 | 2026-08-26
WAP | ENG | P-52854-00 | General - Socket RJ45 Cat 6; Belden; -; 50pcs/pack | 2 | 2 | 0 | Pcs | MFH | Lab | SPR/08/26/029 | 2026-08-26
WAP | ENG | P-50717-00 | General - Kabel UTP 4 Pairs Cat 6; Belden; -; 305m/roll | 20 | 20 | 0 | Pcs | MFH | Lab | SPR/08/26/029 | 2026-08-26
MAP | ENG | T-80046-00 | Battery ALKALINE AA | 2 | 2 | 0 | Pcs | MFH | Building | SPR/08/26/030 | 2026-08-26
ANO | ENG | Q-10249-00 | Lem Power Glue | 1 | 1 | 0 | pcs | MFH | Workshop | SPR/08/26/031 | 2026-08-26
MOB | ENG | P-11170-00 | Pneumatic Fitting - QS 1/4-8 / PN : 153005 / Festo | 1 | 1 | 0 | pcs | MFH | - | SPR/08/26/032 | 2026-08-26
MOB | ENG | P-12265-00 | FESTO - Push In Connector QS-8-6 p/n 153038 | 1 | 1 | 0 | Pcs | MFH | - | SPR/08/26/032 | 2026-08-26
SFH | ENG | Q-60061-00 | Cat Pilox 109 - Black | 3 | 3 | 0 | Pcs | MFH | Building | SPR/08/26/033 | 2026-08-26
SFH | ENG | T-80109-00 | Cellotape Kertas 1 inch warna Putih | 1 | 1 | 0 | Pcs | MFH | Building | SPR/08/26/033 | 2026-08-26
WAP | ENG | P-17645-00 | Sodium Hiphoclorite; ; ; ltr | 350 | 350 | 0 | Pcs | MFH | WWTP | SPR/08/26/034 | 2026-08-26
WAP | ENG | P-12830-00 | Sodium metabisulfit | 1 | 1 | 0 | Pcs | MFH | WWTP | SPR/08/26/034 | 2026-08-26
MOB | ENG | P-11182-00 | Pneumatic Fitting - QS 6 / Festo | 2 | 2 | 0 | Pcs | MFH | WWTP | SPR/08/26/035 | 2026-08-26
MOB | ENG | P-12263-00 | FESTO - Push In Connector QS-8 p/n 153033 | 2 | 2 | 0 | Pcs | MFH | - | SPR/08/26/035 | 2026-08-26
MOB | ENG | P-13650-00 | Manual Valve HE-2-QS-6; FESTO; ; | 2 | 2 | 0 | Pcs | MFH | - | SPR/08/26/036 | 2026-08-26
SFH | ENG | Q-10302-00 | Compound / Kompon Gypsum;No Brand;;pack size 20 kg per pck | 1 | 1 | 0 | Pcs | MFH | Building | SPR/08/26/037 | 2026-08-26
SFH | ENG | Q-10550-00 | Door Closer TS 2000V Hold Open GEZE; ; ; | 1 | 1 | 0 | Pcs | MFH | Building | SPR/08/26/037 | 2026-08-26
SFH | ENG | Q-10153-00 | Roller cat 110mm | 1 | 1 | 0 | Pcs | MFH | Building | SPR/08/26/037 | 2026-08-26
SFH | ENG | Q-10401-00 | Kuas Cat Uk. 3 inch;Eterna;Tipe 611;pack size per pcs | 1 | 1 | 0 | Pcs | MFH | Building | SPR/08/26/038 | 2026-08-26
SFH | ENG | Q-60404-00 | Cat Interior Catylac; Dulux; Type Putih 1501N; 25 kg/pail | 1 | 1 | 0 | Pcs | MFH | Building | SPR/08/26/038 | 2026-08-26
SFH | ENG | P-12495-00 | Mata Bor besi dia 7.5 mm ex NACHI | 1 | 1 | 0 | pcs | MFH | Workshop | SPR/08/26/039 | 2026-08-26
ANO | ENG | P-12488-00 | Mata bor besi dia 4 mm ex NACHI | 1 | 1 | 0 | Pcs | MFH | Aerosol | SPR/08/26/040 | 2026-08-26
ANO | ENG | P-12492-00 | Mata Bor besi dia 6.5 mm ex NACHI | 1 | 1 | 0 | Pcs | MFH | Aerosol | SPR/08/26/040 | 2026-08-26
ANO | ENG | P-53216-00 | Silicon Lembaran, tebal 3 mm, size: 1 meter X 1 meter; ; ; | 1 | 1 | 0 | Pcs | MFH | Aerosol | SPR/08/26/040 | 2026-08-26
MRN | ENG | P-12748-00 | General - Pipa PVC AW dia. 1 1/4inch, Warna Abu-Abu; Rucika; -; 1 pcs | 1 | 1 | 0 | Pcs | MFH | - | SPR/08/26/041 | 2026-08-26
MRN | ENG | P-13285-00 | General - Socket Drat Luar, PVC, 1/2"; Rucika; -; 1 pcs | 1 | 1 | 0 | Pcs | MFH | - | SPR/08/26/041 | 2026-08-26
MRN | ENG | P-10857-00 | General - Elbow PVC 90 AW 1 1/2inch; Rucika; -; 1 Pc | 1 | 1 | 0 | Pcs | MFH | - | SPR/08/26/041 | 2026-08-26
MRN | ENG | P-53293-00 | General - Lampu Emergency TL LED 16W Waterproof IP65; Briliant; -; 1 pc | 2 | 2 | 0 | Pcs | MFH | - | SPR/08/26/042 | 2026-08-26
MRN | ENG | P-51027-00 | Isolasi Kabel SCOTCH super 33+ size: 19 mmx20x0.177 mm ( vinyl electric tape ) Black 3M | 1 | 1 | 0 | Pcs | MFH | - | SPR/08/26/042 | 2026-08-26
WAP | ENG | P-20019-00 | General - Door Sticker T30-X; Austar; -; 1 pc | 15 | 15 | 0 | Pcs | MFH | Building | SPR/08/26/043 | 2026-08-26
WAP | ENG | S-63035-00 | Cover Penutup Saklar; ; ; | 3 | 3 | 0 | Pcs | MFH | Building | SPR/08/26/043 | 2026-08-26
ANO | ENG | P-12280-00 | FESTO - QS-1/8-8 Push-In fitting p/n 153004 | 1 | 1 | 0 | Pcs | MFH | Aerosol | SPR/08/26/044 | 2026-08-26
ANO | ENG | P-11185-00 | General - Push-in Connector, QS-8-6; Festo; 153038; 1 pcs | 1 | 1 | 0 | Pcs | MFH | Aerosol | SPR/08/26/044 | 2026-08-26
ANO | ENG | P-14245-00 | General - Shut-off Valve, HE-2-QS-8; Festo; 153468; 1 pcs | 1 | 1 | 0 | Pcs | MFH | Aerosol | SPR/08/26/044 | 2026-08-26
MRN | ENG | P-52254-00 | General - Capacitor, 40 mF, 400/450 VAC; No Brand; -; 1 pcs | 1 | 1 | 0 | Pcs | MFH | - | SPR/08/26/045 | 2026-08-26
SFH | ENG | Q-10401-00 | Kuas Cat Uk. 3 inch;Eterna;Tipe 611;pack size per pcs | 2 | 2 | 0 | Pcs | MFH | Building | SPR/08/26/046 | 2026-08-26
SFH | ENG | P-13389-00 | Scotch Brite 3M; ; ; | 20 | 20 | 0 | Pcs | MFH | Building | SPR/08/26/046 | 2026-08-26
SFH | ENG | T-80109-00 | Cellotape Kertas 1 inch warna Putih | 6 | 6 | 0 | Pcs | MFH | Building | SPR/08/26/046 | 2026-08-26
SFH | ENG | O-15931-00 | Double Tape 3M 1" Merah - P/N : - pc | 1 | 1 | 0 | Pcs | MFH | Building | SPR/08/26/047 | 2026-08-26
SFH | ENG | P-51321-00 | Analog Smoke Detector; Nohmi Bosai; c/n FDK38U; Pcs | 1 | 1 | 0 | Pcs | MFH | Building | SPR/08/26/047 | 2026-08-26
SFH | ENG | P-15852-00 | AMPLAS EAGLE 500 | 3 | 3 | 0 | Pcs | MFH | Building | SPR/08/26/048 | 2026-08-26
SFH | ENG | Q-12172-00 | General - Amplas Eagle 1000 | 4 | 4 | 0 | Pcs | MFH | Building | SPR/08/26/048 | 2026-08-26
SFH | ENG | Q-12173-00 | General - Amplas Eagle 200 | 2 | 2 | 0 | Pcs | MFH | Building | SPR/08/26/048 | 2026-08-26
SFH | ENG | Q-10128-00 | Thinner Super End/Impala | 4 | 4 | 0 | Pcs | MFH | Building | SPR/08/26/049 | 2026-08-26
SFH | ENG | Q-60405-00 | Cat Durogloss DR-2000; Propan; Type Spiders Web 90YY 73/040; 0,9 L/can | 4 | 4 | 0 | Pcs | MFH | Building | SPR/08/26/049 | 2026-08-26
SFH | ENG | Q-10153-00 | Roller cat 110mm | 4 | 4 | 0 | Pcs | MFH | Building | SPR/08/26/049 | 2026-08-26
MRN | ENG | P-54223-00 | Socket Charger SB175A grey; Anderson; ; | 1 | 1 | 0 | pcs | MFH | Power Stacker | SPR/08/26/050 | 2026-08-26
SFH | ENG | Q-10946-00 | Silicone Sealant;Silglaze;Type N10 Light Grey;pack size per pcs | 1 | 1 | 0 | pcs | MFH | Building | SPR/08/26/051 | 2026-08-26
SFH | ENG | T-80109-00 | Cellotape Kertas 1 inch warna Putih | 2 | 2 | 0 | pcs | MFH | Building | SPR/08/26/051 | 2026-08-26
SFH | ENG | Q-10154-00 | Roller cat 230mm | 1 | 1 | 0 | Pcs | MFH | Building | SPR/08/26/052 | 2026-08-26
SFH | ENG | P-15851-00 | AMPLAS EAGLE 100 | 1 | 1 | 0 | Pcs | MFH | Building | SPR/08/26/052 | 2026-08-26
SFH | ENG | Q-12173-00 | General - Amplas Eagle 200 | 1 | 1 | 0 | Pcs | MFH | Building | SPR/08/26/052 | 2026-08-26
SFH | ENG | P-15852-00 | AMPLAS EAGLE 500 | 3 | 3 | 0 | Pcs | MFH | Building | SPR/08/26/052 | 2026-08-26
SFH | ENG | Q-10331-00 | Cat Ftalit KF-611 Hella Grey;Kansai Paint;Type 115-611 Hella Grey;pack size per 1 kg can | 1 | 1 | 0 | Can | MFH | Building | SPR/08/26/053 | 2026-08-26
SFH | ENG | Q-10153-00 | Roller cat 110mm | 2 | 2 | 0 | Pcs | MFH | Building | SPR/08/26/053 | 2026-08-26
SFH | ENG | T-80109-00 | Cellotape Kertas 1 inch warna Putih | 4 | 4 | 0 | Pcs | MFH | Building | SPR/08/26/053 | 2026-08-26
SFH | ENG | O-53045-00 | Saklar Switch On Off DC 12V Lampu MerahLokal | 1 | 1 | 0 | Pcs | MFH | WWTP | SPR/08/26/054 | 2026-08-26
SFH | ENG | P-50962-00 | Fuse kaca 5A 6x30 | 2 | 2 | 0 | Pcs | MFH | Mixing | SPR/08/26/055 | 2026-08-26
SFH | ENG | P-52254-00 | General - Capacitor, 40 mF, 400/450 VAC; No Brand; -; 1 pcs | 1 | 1 | 0 | Pcs | MFH | - | SPR/08/26/055 | 2026-08-26
NDS | ENG | T-80109-00 | Cellotape Kertas 1 inch warna Putih | 1 | 1 | 0 | Pcs | MFH | Tunnel | SPR/08/26/056 | 2026-08-26
NDS | ENG | P-20509-00 | General - Pressure Regulator AR20-F02G-D; SMC; -; 1 pc | 1 | 1 | 0 | Pcs | MFH | - | SPR/08/26/056 | 2026-08-26
NDS | ENG | P-12280-00 | FESTO - QS-1/8-8 Push-In fitting p/n 153004 | 2 | 2 | 0 | Pcs | MFH | - | SPR/08/26/056 | 2026-08-26
ERA | ENG | P-52854-00 | General - Socket RJ45 Cat 6; Belden; -; 50pcs/pack | 1 | 1 | 0 | Pcs | MFH | - | SPR/08/26/057 | 2026-08-26
ERA | ENG | P-50717-00 | General - Kabel UTP 4 Pairs Cat 6; Belden; -; 305m/roll | 50 | 50 | 0 | Pcs | MFH | - | SPR/08/26/057 | 2026-08-26
ROS | ENG | P-54410-00 | General - Fuse Kaca 1.5A, 250V, 5 x 20mm; No Brand; -; 1 pc | 2 | 2 | 0 | Pcs | MFH | Mixing | SPR/08/26/058 | 2026-08-26
ROS | ENG | P-50288-00 | Bola Lampu - Halogen 20 W Osram | 2 | 2 | 0 | Pcs | MFH | Mixing | SPR/08/26/058 | 2026-08-26
ERA | ENG | O-53641-00 | Mixing Tank Adam - Lampu Tanam Lantai LED DC 12-24V 3W Uplight COB Waterproof IP65; General; -; 1 Pc | 2 | 2 | 0 | Pcs | MFH | Mixing | SPR/08/26/059 | 2026-08-26
PNP | ENG | - | Fitting 10-32 One Piece | 4 | 4 | 0 | Pcs | MFH | HPLC | SPR/08/26/060 | 2026-08-26
AWA | QAS | O-17313-00 | Breathing Circuit Filter PALL P/N : BB50T pc | 2 | 2 | 0 | Pcs | MFH | Filling | SPR/08/26/061 | 2026-08-26
BDU | ENG | O-51698-00 | OMRON - Relay MY4Z 24VDC; ; ; | 1 | 1 | 0 | Pcs | MFH | Mixing | SPR/08/26/062 | 2026-08-26
BDU | ENG | P-54334-00 | General - Socket Relay PYFZ-14-E; Omron; -; 1 pc | 1 | 1 | 0 | Pcs | MFH | Mixing | SPR/08/26/062 | 2026-08-26
ERA | ENG | P-11431-00 | General - Plastic Tubing, PUN-H-8X1,25-BL; Festo; 197385; 1 m | 2 | 2 | 0 | Pcs | MFH | - | SPR/08/26/063 | 2026-08-26
MAP | ENG | S-40645-00 | Cable Ties, 200 x 4.8 mm; SIGMA; CS 200L; Putih;100 pcs/pack | 1 | 1 | 0 | Pcs | MFH | - | SPR/08/26/064 | 2026-08-26
NDS | ENG | Q-10946-00 | Silicone Sealant;Silglaze;Type N10 Light Grey;pack size per pcs | 1 | 1 | 0 | pcs | MFH | cRABS | SPR/08/26/065 | 2026-08-26
NDS | ENG | T-80109-00 | Cellotape Kertas 1 inch warna Putih | 1 | 1 | 0 | Pcs | MFH | cRABS | SPR/08/26/065 | 2026-08-26
ERA | ENG | T-20725-00 | Performance Plus Check Valve Housing; Waters; 700002332; | 1 | 1 | 0 | Pcs | MFH | HPLC | SPR/08/26/066 | 2026-08-26
ERA | ENG | Q-70224-00 | Kunci L Mini Set; Tekiro; HK-EL1198; 7 pc/set | 1 | 1 | 0 | Pcs | MFH | - | SPR/08/26/066 | 2026-08-26
ERA | ENG | P-11182-00 | Pneumatic Fitting - QS 6 / Festo | 1 | 1 | 0 | Pcs | MFH | - | SPR/08/26/066 | 2026-08-26
ROS | ENG | P-12695-00 | PC 4200/IMA C90 - Draw in-roller Cpl; GUK; 21401-0007; 1 pcs | 1 | 1 | 0 | Pcs | MFH | Cartonning | SPR/08/26/067 | 2026-08-26
ROS | ENG | P-17875-00 | SMC - Air Regulator type AR20-02BG-B | 1 | 1 | 0 | Pcs | MFH | Cartonning | SPR/08/26/067 | 2026-08-26
ROS | ENG | P-11185-00 | General - Push-in Connector, QS-8-6; Festo; 153038; 1 pcs | 1 | 1 | 0 | Pcs | MFH | Cartonning | SPR/08/26/067 | 2026-08-26
BDU | ENG | P-11182-00 | Pneumatic Fitting - QS 6 / Festo | 7 | 7 | 0 | Pcs | MFH | CLU | SPR/08/26/068 | 2026-08-26
BDU | ENG | P-11184-00 | Pneumatic Fitting - QS 8 / PN : 153033 / Festo | 5 | 5 | 0 | Pcs | MFH | CLU | SPR/08/26/068 | 2026-08-26
ROS | ENG | O-53041-00 | Bola Lampu 24-30v 5-10W 16x28mm | 4 | 4 | 0 | Pcs | MFH | Cartonning | SPR/08/26/069 | 2026-08-26
ROS | ENG | O-20651-00 | Integrated Granulation Line - Collar HC100 | 1 | 1 | 0 | Pcs | MFH | FBD | SPR/08/26/070 | 2026-08-26
ROS | ENG | O-21067-00 | Integrated Granulation Line - Bellow V3 MC DN100 L=292x2 EPDM White; GEA; 179947; 1 Pc | 1 | 1 | 0 | Pcs | MFH | FBD | SPR/08/26/070 | 2026-08-26
ERA | ENG | P-50495-00 | Relay / RXM 2AB2P7 / 230 V / 50-60 Hz / 12 A / 250 VAC | 1 | 1 | 0 | Pcs | MFH | BOD | SPR/08/26/071 | 2026-08-26
KFF | ENG | O-21486-00 | General - Isolator Glove CSM Port size 10 Inch Length : 800 mm, Thick : 15mil/0.4mm; TRON; 10Y1532A0975; 1 Pc | 1 | 1 | 0 | Pcs | MFH | Mixing | SPR/08/26/072 | 2026-08-26
ERA | ENG | T-20055-00 | PerformancePlus Check Valve Cartridge; Waters; p/n 700002399 | 2 | 2 | 0 | Pcs | MFH | HPLC | SPR/08/26/073 | 2026-08-26
BDU | ENG | O-16647-00 | Washing RAR4 - Oring Silicone Merah 23x18x2.5 mm; ; ; | 10 | 10 | 0 | Pcs | MFH | Capping | SPR/08/26/074 | 2026-08-26
ERA | ENG | O-53414-00 | Fedegari FVA2/A1 - Transition joint RTD Sensor PT100 4Wire, Sx, 1/3 DIN, 5x70mm, SSL, 0-150 C 10M; Radix; RTJ201-1-C-S-3-0-NA-XNA-05-0070-10-Si-PN; 1 Pc | 1 | 1 | 0 | Pcs | MFH | Autoclave | SPR/08/26/075 | 2026-08-26
ANS | ENG | P-12083-00 | Clamp selang SS dia 1/2inch ex TRIDON | 2 | 2 | 0 | Pcs | MFH | Coating | SPR/08/26/076 | 2026-08-26
ANS | ENG | P-19818-00 | General - Regulator AR2000-02 Uk. 1/4inch; ITAC; -; 1 pc | 1 | 1 | 0 | Pcs | MFH | Filling | SPR/08/26/077 | 2026-08-26
ANS | ENG | P-11170-00 | Pneumatic Fitting - QS 1/4-8 / PN : 153005 / Festo | 2 | 2 | 0 | Pcs | MFH | - | SPR/08/26/077 | 2026-08-26
NDS | ENG | O-20913-00 | General - Air Gripper; SMC; MHZJ2 20DS X43 X81B; 1 Pc | 1 | 1 | 0 | Pcs | MFH | Washing | SPR/08/26/078 | 2026-08-26
BDU | ENG | P-54554-00 | General - Lampu Tl LED Slimliner II T5 10W Cool Light; Hannoch; -; 1 pc | 1 | 1 | 0 | Pcs | MFH | - | SPR/09/26/001
BDU | ENG | P-54577-00 | General - Lampu Neon LED Silinder II T5 16W Putih; Hannochs; -; 1 pc | 1 | 1 | 0 | Pcs | MFH | - | SPR/09/26/001
BDU | ENG | - | Kapasitor 2 uF | 1 | 1 | 0 | Pcs | MFH | FCU | SPR/09/26/001
KFF | ENG | P-10763-00 | Ferrule 1" SS 316L | 1 | 1 | 0 | Pcs | MFH | - | SPR/09/26/002
KFF | ENG | P-12083-00 | Clamp selang SS dia 1/2inch ex TRIDON | 2 | 2 | 0 | Pcs | MFH | - | SPR/09/26/002
KFF | ENG | P-51928-00 | Battery Lithium 3V CR2477N; ; ; | 1 | 1 | 0 | Pcs | MFH | MS30 | SPR/09/26/003
KFF | ENG | P-50138-00 | Battery Lithium / Buffer TL-2150 size 1/2 AA | 5 | 5 | 0 | Pcs | MFH | MS30 | SPR/09/26/003
ERA | ENG | P-16474-00 | General - Lem PLastic Steel Epoxy + Hardener 5 menit; Dextone ; -; 1 set/pack | 1 | 1 | 0 | Pcs | MFH | - | SPR/09/26/004
ERA | ENG | P-12994-00 | Nippon Tape - ASF-110FR | 1 | 1 | 0 | Pcs | MFH | FIlling | SPR/09/26/005
USN | ENG | O-15931-00 | Double Tape 3M 1" Merah - P/N : - pc | 1 | 1 | 0 | Pcs | MFH | Labelling | SPR/09/26/006
BDU | ENG | O-16647-00 | Washing RAR4 - Oring Silicone Merah 23x18x2.5 mm; ; ; | 10 | 10 | 0 | Pcs | MFH | Capping | SPR/09/26/007
ROS | ENG | O-16032-00 | Sleeves M200/90 Y 550 E4 Bt5/5 BJ;001643;Material : CSM; Shape : 200/90; Thickness (mm) : 4/10; Leng; ; ; | 1 | 1 | 0 | Pcs | MFH | cRABS | SPR/09/26/008
NDS | ENG | O-54008-00 | MCB 1 PHASE, SCHNEIDER ELECTRIC, 25 AMPERE | 2 | 2 | 0 | Pcs | MFH | WIHC | SPR/09/26/009
NDS | ENG | P-11348-00 | Roda Caster Supo Dia : 3" ( 75 x 38 mm) / Swivel Flange / With Breake | 1 | 1 | 0 | Pcs | MFH | GMP | SPR/09/26/009
ROS | ENG | Q-70253-00 | Screwdriver LRSST8 / Obeng Plus dan Minus Set; Krisbow; KW0102648; 8 pc per set | 1 | 1 | 0 | Pcs | MFH | Tools | SPR/09/26/010
ROS | ENG | Q-70239-00 | Tang Buaya Bengkok 10 Inch (Curved Jaw); Tekiro; PL-LG0770; pc | 2 | 2 | 0 | Pcs | MFH | Tools | SPR/09/26/010
ROS | ENG | Q-70148-00 | Kunci L Bintang / Tamper Torx Key; Tekiro; HK-TA1206; 9 pc/set | 1 | 1 | 0 | Pcs | MFH | Tools | SPR/09/26/010
ROS | ENG | Q-70176-00 | Kunci Pas No 21 & 23; Tekiro; WR-OE0086; pc | 1 | 1 | 0 | Pcs | MFH | Tools | SPR/09/26/011
ROS | ENG | O-16033-00 | Isolator Gloves E10330 Y 7 E4 4; 000156; Material : CSM; Shape : E10; Size : 7; Thickness (mm) : 4/1; ; ; | 1 | 1 | 0 | Pcs | MFH | cRABS | SPR/09/26/012
ROS | ENG | O-16032-00 | Sleeves M200/90 Y 550 E4 Bt5/5 BJ;001643;Material : CSM; Shape : 200/90; Thickness (mm) : 4/10; Leng; ; ; | 1 | 1 | 0 | Pcs | MFH | cRABS | SPR/09/26/012
NDS | ENG | P-16474-00 | General - Lem PLastic Steel Epoxy + Hardener 5 menit; Dextone ; -; 1 set/pack | 1 | 1 | 0 | Pcs | MFH | FIlling | SPR/09/26/013
ROS | ENG | O-19430-00 | Baut SS L M5 x 20 mm + Mur + Ring; ; ;; ; ;; ; ; | 5 | 5 | 0 | Pcs | MFH | FIlling | SPR/09/26/014
BDU | ENG | Q-60503-00 | Silicone Sealant, Silglaze, Type N10 Grey, pack size per pcs | 1 | 1 | 0 | Pcs | MFH | cRABS | SPR/09/26/015
SFH | ENG | Q-60403-00 | Serat Fiber / Fiber Glass Matt; Aquaproof; ; 1 kg/pack | 2 | 2 | 0 | Pcs | MFH | Building | SPR/09/26/016
SFH | ENG | Q-60401-00 | Handle Pintu Bulat, Elbow Press Lock; Meroni; N13NE TB127; | 1 | 1 | 0 | Pcs | MFH | Building | SPR/09/26/016
ROS | ENG | O-16980-00 | Freeze Dryer MBE1207 - Diaphrapm DA040E2 M4 Saunders CIPTA SOLUSI ANDALAN, PT P/N : - pc | 10 | 10 | 0 | Pcs | MFH | FD | SPR/09/26/017
ROS | ENG | O-16981-00 | Freeze Dryer MBE1207 - Diaphrapm DA025E2 M4 Saunders CIPTA SOLUSI ANDALAN, PT P/N : - pc | 6 | 6 | 0 | Pcs | MFH | FD | SPR/09/26/017
ROS | ENG | O-20496-00 | General - Diaphragm Grade ER SQUARE Type A EPDM Diaphragm Screw; Saunders; DP008ER; 1 Pc | 1 | 1 | 0 | Pcs | MFH | FD | SPR/09/26/017
KFF | ENG | P-11819-00 | Alumunium duct tape 2 inch | 1 | 1 | 0 | pcs | MFH | Buster | SPR/09/26/018
KFF | ENG | T-80109-00 | Cellotape Kertas 1 inch warna Putih | 2 | 2 | 0 | pcs | MFH | Fumehood | SPR/09/26/018
KFF | ENG | - | Cat Semprot Refrigerator White Sapporo | 1 | 1 | 0 | pcs | MFH | Fumehood | SPR/09/26/018
WAP | ENG | P-14245-00 | General - Shut-off Valve, HE-2-QS-8; Festo; 153468; 1 pcs | 1 | 1 | 0 | Pcs | MFH | - | SPR/09/26/019
NDS | ENG | O-16033-00 | Isolator Gloves E10330 Y 7 E4 4; 000156; Material : CSM; Shape : E10; Size : 7; Thickness (mm) : 4/1; ; ; | 1 | 1 | 0 | Pcs | MFH | cRABS | SPR/09/26/020
SFH | ENG | P-52254-00 | General - Capacitor, 40 mF, 400/450 VAC; No Brand; -; 1 pcs | 1 | 1 | 0 | Pcs | MFH | OSD | SPR/09/26/021
SFH | ENG | Q-10153-00 | Roller cat 110mm | 2 | 2 | 0 | Pcs | MFH | Building | SPR/09/26/021
SFH | ENG | Q-10331-00 | Cat F-Talit Hella Grey KF-611 Netto : 1 kg | 1 | 1 | 0 | Pcs | MFH | Building | SPR/09/26/022
SFH | ENG | Q-10064-00 | Cat Ftalit 113 Primrose @1kg | 1 | 1 | 0 | Pcs | MFH | Building | SPR/09/26/022
SFH | ENG | Q-10460-00 | Magnetic door stopper; Dekson; Part No. MDS 889 SN; | 1 | 1 | 0 | Pcs | MFH | Building | SPR/09/26/022
SFH | ENG | P-51302-00 | General - Timah Solder Dia. 1mm; No Brand; -; 1 Pc | 1 | 1 | 0 | Pcs | MFH | - | SPR/09/26/023
WAP | ENG | P-19731-00 | General - Solenoid Valve 1 inch SS 304, UWS-25-E2; EMC; -; 1 pc | 1 | 1 | 0 | Pcs | MFH | WWTP | SPR/09/26/024
WAP | ENG | P-19080-00 | Cabel Tie Mount 30 x 30 mm; Sigma; ; | 1 | 1 | 0 | pack | MFH | Building | SPR/09/26/024
MRN | ENG | P-15438-00 | CABLE SPIRAL WRAPPING, TYPE KS12, BRAND KSS; ; ; | 1 | 1 | 0 | Pck | MFH | - | SPR/09/26/025
WAP | ENG | Q-10128-00 | Thinner Super End/Impala | 1 | 1 | 0 | Can | MFH | Building | SPR/09/26/026
WAP | ENG | Q-10331-00 | Cat F-Talit Hella Grey KF-611 Netto : 1 kg | 1 | 1 | 0 | Can | MFH | Building | SPR/09/26/026
WAP | ENG | T-80109-00 | Cellotape Kertas 1 inch warna Putih | 2 | 2 | 0 | Pcs | MFH | Building | SPR/09/26/026
MRN | ENG | O-54138-00 | Terminal Viking / Terminal Block Size 10 mm; Fort; ; | 1 | 1 | 0 | Pcs | MFH | - | SPR/09/26/027
MRN | ENG | O-54007-00 | MCB 1 PHASE, SCHNEIDER ELECTRIC, IC60H 10Ka 16 AMPERE | 1 | 1 | 0 | Pcs | MFH | - | SPR/09/26/027
MRN | ENG | P-16474-00 | General - Lem PLastic Steel Epoxy + Hardener 5 menit; Dextone ; -; 1 set/pack | 1 | 1 | 0 | Pcs | MFH | - | SPR/09/26/028
ANO | ENG | O-19431-00 | General - Baut L, SS, M8 x 30 mm + Mur + Ring; No Brand; -; 1 pcs | 4 | 4 | 0 | Pcs | MFH | WWTP | SPR/09/26/029
ANO | ENG | P-13383-00 | General - Silicone Sealant High Temp Red; No Brand; -; 1 pcs | 6 | 6 | 0 | Pcs | MFH | WWTP | SPR/09/26/029
MRN | ENG | P-19381-00 | General - Adaptor Nepel Kran Freon R22/R410 Isi Freon AC , Low & High; No Brand; ; 1 Pc | 3 | 3 | 0 | Pcs | MFH | - | SPR/09/26/030
SFH | ENG | P-51027-00 | General - IsoLasi Kabel Hitam 33 (19mm x 20mm x 0.177mm); Scotch; -; 1 Pcs | 1 | 1 | 0 | Pcs | MFH | Building | SPR/09/26/031
SFH | ENG | Q-10136-00 | TOTO - Kran T23BQ13N | 1 | 1 | 0 | Pcs | MFH | Building | SPR/09/26/031
SFH | ENG | Q-60328-00 | Cat Decor Acrylic Enamel DAE - 550 / Solvent Based; Propan; TEAL 5412 - Warna Biru; pack size 20 liter per pail | 5 | 5 | 0 | Pcs | MFH | Building | SPR/09/26/032
SFH | ENG | Q-10656-00 | Kuas Cat Uk. 5 inch;No Brand;;pack size per pcs | 2 | 2 | 0 | Pcs | MFH | Building | SPR/09/26/032
SFH | ENG | O-15931-00 | Double Tape 3M 1" Merah - P/N : - pc | 2 | 2 | 0 | Pcs | MFH | Building | SPR/09/26/032
MRN | ENG | P-17645-00 | Sodium Hiphoclorite; ; ; ltr | 1700 | 1700 | 0 | Pcs | MFH | WWTP | SPR/09/26/033
ANO | ENG | P-14245-00 | General - Shut-off Valve, HE-2-QS-8; Festo; 153468; 1 pcs | 1 | 1 | 0 | Pcs | MFH | Aerosol | SPR/09/26/034
ANO | ENG | P-11175-00 | General - Push-in Connector, QS-10-8; Festo; 153039; 1 pcs | 1 | 1 | 0 | Pcs | MFH | Aerosol | SPR/09/26/034
WAP | ENG | P-12816-00 | General - Socket, PVC AW, 1 1/2"; Rucika; -; 1 pcs | 1 | 1 | 0 | Pcs | MFH | Building | SPR/09/26/035
SFH | ENG | O-19430-00 | Baut SS L M5 x 20 mm + Mur + Ring; ; ;; ; ;; ; ; | 16 | 16 | 0 | Pcs | MFH | Building | SPR/09/26/036
ANO | ENG | P-11170-00 | Pneumatic Fitting - QS 1/4-8 / PN : 153005 / Festo | 2 | 2 | 0 | Pcs | MFH | Autoclave | SPR/09/26/037
ANO | ENG | O-54159-00 | General - Spare actuator 625; DN 20 normally close (NC); Gemu; 9625 10M 11/N; 1 Pc | 2 | 2 | 0 | Pcs | MFH | Autoclave | SPR/09/26/037
ANO | ENG | P-18963-00 | Tubing Nylon Putih 6x8; ; ; | 10 | 10 | 0 | Pcs | MFH | Autoclave | SPR/09/26/037
ANO | ENG | P-11227-00 | General - Push-in T-connector, QST-6; Festo; 153129; 1 pcs | 4 | 4 | 0 | Pcs | MFH | Autoclave | SPR/09/26/038
ANO | ENG | P-13650-00 | General - Shut-off Valve, HE-2-QS-6; Festo; 153467; 1 pcs | 2 | 2 | 0 | Pcs | MFH | Autoclave | SPR/09/26/038
ANO | ENG | P-11185-00 | General - Push-in Connector, QS-8-6; Festo; 153038; 1 pcs | 2 | 2 | 0 | Pcs | MFH | Autoclave | SPR/09/26/038
MRN | ENG | P-20576-00 | General - Ball Valve SS316 Fig. 600 UTKM 3/8 Inch 10mm Drat Screw; Kitz; -; 1 pc | 1 | 1 | 0 | Pcs | MFH | - | SPR/09/26/039
ANO | ENG | P-14950-00 | Fitting Union Tee KQ2T04-00A | 2 | 2 | 0 | pcs | MFH | Autoclave | SPR/09/26/040
ANO | ENG | P-11183-00 | General - Push-in Connector, QS-6-4; Festo; 153037; 1 pcs | 2 | 2 | 0 | Pcs | MFH | Autoclave | SPR/09/26/040
ANO | ENG | P-18963-00 | Tubing Nylon Putih 6x8; ; ; | 10 | 10 | 0 | Pcs | MFH | Autoclave | SPR/09/26/040
ANO | ENG | P-13650-00 | General - Shut-off Valve, HE-2-QS-6; Festo; 153467; 1 pcs | 2 | 2 | 0 | Pcs | MFH | Autoclave | SPR/09/26/041
ANO | ENG | P-11228-00 | Pneumatic Fitting - QST 8 / PN : 153130 / Festo | 1 | 1 | 0 | Pcs | MFH | Autoclave | SPR/09/26/041
ANO | ENG | P-12265-00 | FESTO - Push In Connector QS-8-6 p/n 153038 | 1 | 1 | 0 | Pcs | MFH | Autoclave | SPR/09/26/041
SFH | ENG | O-19346-00 | HEPA filter minipleat, size: 1220X610X93 H14; ; ; | 1 | 1 | 0 | Pcs | MFH | AHU | SPR/09/26/042
SFH | ENG | O-19388-00 | HEPA filter minipleat, size: 610X610X93 H14; Hencolin; ; | 1 | 1 | 0 | Pcs | MFH | AHU | SPR/09/26/042
SFH | ENG | Q-12166-00 | Sandblast JT215 Buram 122cmx50m; Ruisitu; -; 1 Roll | 1 | 1 | 0 | Pcs | MFH | Building | SPR/09/26/042
BDU | ENG | O-16032-00 | Sleeves M200/90 Y 550 E4 Bt5/5 BJ;001643;Material : CSM; Shape : 200/90; Thickness (mm) : 4/10; Leng; ; ; | 1 | 1 | 0 | Pcs | MFH | cRABS | SPR/09/26/043
WAP | ENG | Q-10153-00 | Roller cat 110mm | 2 | 2 | 0 | Pcs | MFH | Building | SPR/09/26/044
MRN | ENG | P-50506-00 | Saklar Tunggal / 250 V / Clipsal | 1 | 1 | 0 | Pcs | MFH | Building | SPR/09/26/045
SFH | ENG | Q-10302-00 | Compound / Kompon Gypsum;No Brand;;pack size 20 kg per pck | 1 | 1 | 0 | Pcs | MFH | Building | SPR/09/26/046
SFH | ENG | Q-10128-00 | Thinner Super End/Impala | 5 | 5 | 0 | Pcs | MFH | Building | SPR/09/26/046
SFH | ENG | O-14639-00 | General - EPDM Gasket for Ferrule dia. 1/2"; -; -; 1 pc | 1 | 1 | 0 | Pcs | MFH | Building | SPR/09/26/046
PHL | QCC | P-13389-00 | Scotch Brite 3M; ; ; | 2 | 2 | 0 | Pcs | MFH | Lab | SPR/09/26/047
PHL | QCC | P-17645-00 | Sodium Hiphoclorite; ; ; ltr | 25 | 25 | 0 | Pcs | MFH | Lab | SPR/09/26/047
BDU | ENG | P-11184-00 | General - Push-in Connector, QS-8; Festo; 153033; 1 pcs | 1 | 1 | 0
BDU | ENG | P-11176-00 | Pneumatic Fitting - QS 12 / PN : 153035 / Festo | 1 | 1 | 0
BDU | ENG | P-11431-00 | General - Plastic Tubing, PUN-H-8X1,25-BL; Festo; 197385; 1 m | 1 | 1 | 0