## Re Order
No | Timestamp | Nomor Registrasi | Purpose | No Ejo | Mesin/Area | Deskripsi Item | Qty | UoM | Note | Item Code | Status Approval SPV | Kategori | Status Urgent | Status BQ
1 | 2025-12-26 02:24 | BDURO0001 | EJO | EJO/2025/11/117 | inkubator 1 (Micro Lab) | General - Lampu TL LED T5 16 W 6000 K; No Brand; -; 1 unt | 5 | pcs | 1 dipasang pada inkubator 1, dan 4 pcs untuk spare | P-18067-00 | Approve | Normal | Non Urgent | Deliver
2 | 2026-01-09 09:57 | BDURO0002 | Consumable | EJO/2026/01/28 | HO | Terminal Krustin 6 Terminal; ; ; | 1 | Pack | Untuk sambungan terminal pada HO | P-51704-00 | Approve | Normal | Non Urgent | Deliver
3 | 2026-02-10 01:06 | BDURO0003 | EJO | EJO/2025/12/51 | Install jalur ups clien hplc 5&6 | General - Kabel NYYHY 3 x 2.5mm; SUPREME; -; 1 meter | 70 | M | Untuk penarikan kabel baru dari panel P-GC & HPLC UPS | P-14877-00 | Approve | Normal | Non Urgent | Deliver
4 | 2026-02-10 01:06 | BDURO0004 | EJO | EJO/2025/12/51 | Install jalur ups uplc | General - Kabel NYYHY 3 x 2.5mm; SUPREME; -; 1 meter | 80 | M | Untuk penarikan kabel baru dari panel P-GC & HPLC UPS | P-14877-00 | Approve | Normal | Non Urgent | Deliver
5 | 2026-02-10 01:06 | BDURO0005 | EJO | EJO/2025/12/51 | Install jalur ups clien hplc 5&6 | MCB 1 PHASE, SCHNEIDER ELECTRIC, IC60H 10Ka 16 AMPERE | 1 | Pcs | Penambahan MCB pada panel P-GC & HPLC | O-54007-00 | Approve | Normal | Non Urgent | Deliver
6 | 2026-02-10 01:06 | BDURO0006 | EJO | EJO/2025/12/51 | Install jalur ups uplc | MCB 1 PHASE, SCHNEIDER ELECTRIC, IC60H 10Ka 16 AMPERE | 1 | Pcs | Penambahan MCB pada panel P-GC & HPLC | O-54007-00 | Approve | Normal | Non Urgent | Deliver
7 | 2026-03-26 13:50 | BDURO0007 | EJO | EJO Menyusul | Mesin Labelling | Autonics - Power Supply ? SPA-075-24 ? 24VDC 3.2A | 1 | pcs | untuk pemasangan tambahan kamera pada mesin labelloing | P-51426-00 | Approve | Normal | Non Urgent | Deliver
8 | 2026-06-11 02:28 | BDURO0008 | MIn Stok | - | Mixing | General - Opto CapBT02T Operating Range 8 ppb - 60% O2 Sat P/N 30018857, Measured Pressure Resistance : 0-6 bar; Mettler Toledo; 30018857; 1 Pc | 1 | pcs | untuk stock, karena kemarin dilakukan perganrian optpcap | O-50827-00 | Approve | Normal | Non Urgent | Deliver

## Baru
No | Timestamp | Nomor Registrasi | Purpose | No Ejo | Mesin/Area | Deskripsi Item | Spesifikasi (Termasuk Tipe) | Merk | Qty | UoM | Referensi/Penawaran | Note | Status Approval SPV | Kategori | Status Urgent | Status BQ
1 | 2025-12-29 18:45 | BDUBR0001 | EJO | EJO/2026/01/03 | Panel Pwer and Distribution OSd | Kabel RS 485 AWG | Kabel RS485 1 pair AWG 24 Shielded | Belden | 1000 | feet | https://www.tokopedia.com/sanjayacomtronix/belden-9841-chrome-cable-rs-485-multi-conductor-24-awg-stranded-1-pair?extParam=ivf%3Dfalse%26keyword%3Dkabel+awg+rs+485+1+pair+24+shielded%26search_id%3D2025122519311158238E9AE2DD30125Q5I%26src%3Dsearch&t_id=1766690248785&t_st=4&t_pp=search_result&t_efo=search_pure_goods_card&t_ef=goods_search&t_sm=&t_spt=search_result | untuk penarikan data meteran panel OSD ke equipmon (REJECT BY MFH KARENA PAKAI STOK AWG YANG ADA) | Reject | Normal | Non Urgent | -
2 | 2026-02-03 20:10 | BDUBR0002 | EJO | EJO/2026/02/79 | AHU D1-2 | Motorized Valve | SAS61.03 (S55158-A100) | Siemens | 1 | Pcs | https://hit.sbt.siemens.com/RWD/app.aspx?module=Catalog&action=ShowProduct&key=S55158-A100 | Untuk perbaikan mv macet | Reject | Normal | Non Urgent | -
3 | 2026-02-03 20:12 | BDUBR0003 | EJO | EJO/2026/02/79 | AHU D1-2 | Body Valve | VVG44.25-10, 2 port | Siemens | 1 | Pcs | https://hit.sbt.siemens.com/RWD/app.aspx?module=Catalog&action=ShowProduct&key=BPZ:VVG44.25-10 | Untuk perbaikan body Valve bocor | Reject | Normal | Non Urgent | -
4 | 2026-03-02 15:58 | BDUBR0004 | EJO | EJO/2026/03/14 | Laundry Room | LAF Curtain | warna bening, 2mm x 200mm x 100meter | - | 100 | Meter | https://shopee.co.id/product/117505252/9279632448 | Untuk pergantian LAF laundry kusam | Approve | Normal | Non Urgent | Approval Item Code
5 | 2026-03-02 15:58 | BDUBR0005 | EJO | EJO/2026/03/14 | Laundry Room | Paku Rivet | 4,8 mm x 12.7 mm | - | 100 | pcs | https://www.tokopedia.com/skenoofastener/100-gr-paku-rivet-sip-brand-2-4mm-3-2mm-4mm-dan-4-8mm-eceran-1732378493242017132?extParam=ivf%3Dfalse%26keyword%3Dpaku+rivet+4.8mm%26search_id%3D202603020903063C7781A36BCD6C0BES8T%26src%3Dsearch&t_id=1772442202083&t_st=3&t_pp=search_result&t_efo=search_pure_goods_card&t_ef=goods_search&t_sm=&t_spt=search_result | Untuk pemasangan LAF Laundry | Approve | Normal | Non Urgent | Proses PR
6 | 2026-03-26 14:36 | BDUBR0006 | EJO | EJO Menyusul | Freeze Dfryer | Ethernet Router | 10~64VDC; PSTN modem; Ethernet Interface; rail | Westermo ED-210 | 1 | pcs | https://www.westermo.com/support/product-support/ed-210 | Untuk perbaikan permasalahan komunikasi lan (REJECT, BY MFH, SILAHKAN CARI DI MANUAL BOOK FD, DAN AKAN BELI KE IMA) | Reject | Normal | Non Urgent | -
7 | 2026-03-27 14:53 | BDUBR0007 | MIn Stok | Stock Habis | MIxing | Power Supply | Input 220 VAC, Output 24VDC, 5A, 120W | MeanWell | 2 | pcs | DR-120-24 | Untuk stock power supply mesin, karena sudah dipakai mixing | Approve | Normal | Non Urgent | Deliver
8 | 2026-03-30 22:06 | BDUBR0008 | EJO | EJO/2025/10/85 | FD | Selenoid Valve | 24VDC, 180-4E1-PLL-1L | KOGANEI | 1 | pcs | https://www.tokopedia.com/pneuhydraulics/solenoid-koganei-180-4e1-pll-24vdc-koganei-solenoid-valve-180-4e1-pll?extParam=ivf%3Dfalse%26keyword%3Dkoganei+180-4e1-pll-1l%26search_id%3D202603301508314734BA6F3DE83D145H3D%26src%3Dsearch&t_id=1774883266765&t_st=7&t_pp=search_result&t_efo=search_pure_goods_card&t_ef=goods_search&t_sm=&t_spt=search_result | Untuk dilakukan pergantian pada sv13 | Approve | Normal | Non Urgent | PR Open
9 | 2026-05-05 21:49 | BDUBR0009 | MIn Stok | - | PC FTIR | Harddisk Internal | 1Tb, 3.5 Inch | Seagate | 3 | Pcs | https://www.tokopedia.com/it-shoponline/seagate-barracuda-35-desktop-1tb-harddisk-1729568468913260609?extParam=ivf%3Dfalse%26keyword%3Dhdd+3.5+1tb+seagate%26search_id%3D2026050305424440008B9A5380FC10CY8F%26src%3Dsearch%26whid%3D12666244&t_id=1777786980558&t_st=1&t_pp=search_result&t_efo=search_pure_goods_card&t_ef=goods_search&t_sm=&t_spt=search_result | Untuk Pengganti SSD yang dipakai FTIR (dan spare) | Approve | Normal | Non Urgent | Approval Item Code
10 | 2026-05-05 21:49 | BDUBR0010 | MIn Stok | - | RAM PC FTIR | RAM DDR3 | DDR3, LongDIMM, 4GB | Kingston | 1 | pcs | https://www.tokopedia.com/samsungjakarta/ram-pc-kingston-ddr3-4gb-1600mhz-pc-12800-1-5v-ori-ram-komputer-ddr3-4gb-longdimm-1729819347293734825?extParam=ivf%3Dfalse%26keyword%3Dram+4+gb+ddr3%26search_id%3D2026042204152334ED066DF378EF344J00%26src%3Dsearch&t_id=1776832320690&t_st=3&t_pp=search_result&t_efo=search_pure_goods_card&t_ef=goods_search&t_sm=&t_spt=search_result | Untuk Komputer FTIR (dan spare) | Approve | Normal | Non Urgent | Approval Item Code
11 | 2026-05-05 21:50 | BDUBR0011 | MIn Stok | - | General | Mata bor d2,5 | HSS, 2,5mm | NACHI | 10 | pcs | https://www.tokopedia.com/candicestoreofficial/mata-bor-nachi-2m-2-5m-3m-3-5m-4m-4-5m-5m-5-5m-harga-1-pcs-bukan-perbungkus-mata-bor-besi-hss-nachi-2-5-mm-a8f35?extParam=ivf%3Dfalse%26keyword%3Dmatabor+hss%26search_id%3D2026050514454594F6D7E04A4D4518DF68%26src%3Dsearch&t_id=1777992352126&t_st=1&t_pp=search_result&t_efo=search_pure_goods_card&t_ef=goods_search&t_sm=&t_spt=search_result | Untuk meleghkapi mata bor yang tidak ada (10pcs = 1 pck) | Approve | Normal | Non Urgent | Approval Item Code
12 | 2026-05-05 21:52 | BDUBR0012 | MIn Stok | - | General | Mata bor d3 | HSS, 3 mm | NACHI | 10 | pcs | https://www.tokopedia.com/candicestoreofficial/mata-bor-nachi-2m-2-5m-3m-3-5m-4m-4-5m-5m-5-5m-harga-1-pcs-bukan-perbungkus-mata-bor-besi-hss-nachi-2-5-mm-a8f35?extParam=ivf%3Dfalse%26keyword%3Dmatabor+hss%26search_id%3D2026050514454594F6D7E04A4D4518DF68%26src%3Dsearch&t_id=1777992352126&t_st=1&t_pp=search_result&t_efo=search_pure_goods_card&t_ef=goods_search&t_sm=&t_spt=search_result | Untuk meleghkapi mata bor yang tidak ada (10pcs = 1 pck) | Approve | Normal | Non Urgent | Approval Item Code
13 | 2026-05-05 21:54 | BDUBR0013 | MIn Stok | - | General | Mata bor d3,5 | HSS, 3,5 mm | NACHI | 10 | pcs | https://www.tokopedia.com/candicestoreofficial/mata-bor-nachi-2m-2-5m-3m-3-5m-4m-4-5m-5m-5-5m-harga-1-pcs-bukan-perbungkus-mata-bor-besi-hss-nachi-2-5-mm-a8f35?extParam=ivf%3Dfalse%26keyword%3Dmatabor+hss%26search_id%3D2026050514454594F6D7E04A4D4518DF68%26src%3Dsearch&t_id=1777992352126&t_st=1&t_pp=search_result&t_efo=search_pure_goods_card&t_ef=goods_search&t_sm=&t_spt=search_result | Untuk meleghkapi mata bor yang tidak ada (10pcs = 1 pck) | Approve | Normal | Non Urgent | Proses PR
14 | 2026-05-05 21:59 | BDUBR0014 | MIn Stok | - | General | Mata bor d4 | HSS, 4 mm | NACHI | 10 | pcs | https://www.tokopedia.com/candicestoreofficial/mata-bor-nachi-2m-2-5m-3m-3-5m-4m-4-5m-5m-5-5m-harga-1-pcs-bukan-perbungkus-mata-bor-besi-hss-nachi-2-5-mm-a8f35?extParam=ivf%3Dfalse%26keyword%3Dmatabor+hss%26search_id%3D2026050514454594F6D7E04A4D4518DF68%26src%3Dsearch&t_id=1777992352126&t_st=1&t_pp=search_result&t_efo=search_pure_goods_card&t_ef=goods_search&t_sm=&t_spt=search_result | Untuk meleghkapi mata bor yang tidak ada (10pcs = 1 pck) | Approve | Normal | Non Urgent | Proses PR
15 | 2026-05-05 21:59 | BDUBR0015 | MIn Stok | - | General | Mata bor d4,5 | HSS, 4,5 mm | NACHI | 10 | pcs | https://www.tokopedia.com/candicestoreofficial/mata-bor-nachi-2m-2-5m-3m-3-5m-4m-4-5m-5m-5-5m-harga-1-pcs-bukan-perbungkus-mata-bor-besi-hss-nachi-2-5-mm-a8f35?extParam=ivf%3Dfalse%26keyword%3Dmatabor+hss%26search_id%3D2026050514454594F6D7E04A4D4518DF68%26src%3Dsearch&t_id=1777992352126&t_st=1&t_pp=search_result&t_efo=search_pure_goods_card&t_ef=goods_search&t_sm=&t_spt=search_result | Untuk meleghkapi mata bor yang tidak ada (10pcs = 1 pck) | Approve | Normal | Non Urgent | Proses PR
16 | 2026-05-05 21:59 | BDUBR0016 | MIn Stok | - | General | Mata bor d5 | HSS, 5 mm | NACHI | 10 | pcs | https://www.tokopedia.com/candicestoreofficial/mata-bor-nachi-2m-2-5m-3m-3-5m-4m-4-5m-5m-5-5m-harga-1-pcs-bukan-perbungkus-mata-bor-besi-hss-nachi-2-5-mm-a8f35?extParam=ivf%3Dfalse%26keyword%3Dmatabor+hss%26search_id%3D2026050514454594F6D7E04A4D4518DF68%26src%3Dsearch&t_id=1777992352126&t_st=1&t_pp=search_result&t_efo=search_pure_goods_card&t_ef=goods_search&t_sm=&t_spt=search_result | Untuk meleghkapi mata bor yang tidak ada (10pcs = 1 pck) | Approve | Normal | Non Urgent | Proses PR
17 | 2026-05-05 21:59 | BDUBR0017 | MIn Stok | - | General | Mata bor d5,5 | HSS, 5,5 mm | NACHI | 10 | pcs | https://www.tokopedia.com/candicestoreofficial/mata-bor-nachi-2m-2-5m-3m-3-5m-4m-4-5m-5m-5-5m-harga-1-pcs-bukan-perbungkus-mata-bor-besi-hss-nachi-2-5-mm-a8f35?extParam=ivf%3Dfalse%26keyword%3Dmatabor+hss%26search_id%3D2026050514454594F6D7E04A4D4518DF68%26src%3Dsearch&t_id=1777992352126&t_st=1&t_pp=search_result&t_efo=search_pure_goods_card&t_ef=goods_search&t_sm=&t_spt=search_result | Untuk meleghkapi mata bor yang tidak ada (10pcs = 1 pck) | Approve | Normal | Non Urgent | Proses PR
18 | 2026-05-07 13:13 | BDUBR0018 | MIn Stok | - | General | botol spray alcohol | 500ml | - | 5 | pcs | https://id.shp.ee/89Wj6fm3 | untuk pembersihan mesin | Approve | Normal | Non Urgent | Approval PR
19 | 2026-07-10 15:11 | BDUBR0019 | MIn Stok | - | CLU | Kabel Grounding 1x10mm | NYA 1x10mm2 | Supreme | 100 | Meter | https://www.tokopedia.com/sahabatlistrik-1/kabel-supreme-nya-1x10-100m?t_id=1783670943971&t_st=2&t_pp=cart&t_efo=cart&t_ef=&t_sm=&t_spt=cart | Untuk kabel grounding CLU FD2 | Waiting | Waiting | Non Urgent | -
20 | 2026-07-10 15:12 | BDUBR0020 | MIn Stok | - | CRABS | Kabel NYY 5x10mm | NYY 5x10mm2 | Supreme | 50 | Meter | https://www.tokopedia.com/cv-knox-bright-future/kabel-nyy-5x10mm-5x10-power-kabel-supreme-metal-sni-4b?t_id=1783670943971&t_st=2&t_pp=cart&t_efo=cart&t_ef=&t_sm=&t_spt=cart | Untuk kabel Power New CRABS | Waiting | Waiting | Non Urgent | -
21 | 2026-07-10 15:14 | BDUBR0021 | MIn Stok | - | General | Flexible Conduit | flexible conduit 1 1/2" | - | 25 | Meter | https://www.tokopedia.com/pbelectric/flexible-metal-conduit-1-1-2-inch-flexible-conduit-1-1-2-meteran?t_id=1783670943971&t_st=2&t_pp=cart&t_efo=cart&t_ef=&t_sm=&t_spt=cart | Untuk pelindung kabel power CRABS dan CLU | Approve | Normal | Non Urgent | -
22 | 2026-07-10 15:18 | BDUBR0022 | MIn Stok | - | General | Skun Ferules | skun ferules E10-12 (Merah) | - | 1 | Pack | https://www.tokopedia.com/archive-firstelectric/skun-kabel-ferules-ferulles-10mm-10-mm-e1012-e10-12-e-1012-e-10-12-e-1012-e-10-12-tersedia-warna-merah-kuning-hitam-biru-hijau-coklat-abu-abu-putih-ivory-dll-1731067975323584162?t_id=1783670943971&t_st=2&t_pp=cart&t_efo=cart&t_ef=&t_sm=&t_spt=cart | skun untuk kabel power CLU dan Crabs | Approve | Normal | Non Urgent | -
23 | 2026-07-10 15:20 | BDUBR0023 | MIn Stok | - | General | Skun Ferules | skun ferules E10-12 (Kuning) | - | 1 | Pack | https://www.tokopedia.com/archive-firstelectric/skun-kabel-ferules-ferulles-10mm-10-mm-e1012-e10-12-e-1012-e-10-12-e-1012-e-10-12-tersedia-warna-merah-kuning-hitam-biru-hijau-coklat-abu-abu-putih-ivory-dll-1731067975323584162?t_id=1783670943971&t_st=2&t_pp=cart&t_efo=cart&t_ef=&t_sm=&t_spt=cart | skun untuk kabel power CLU dan Crabs | Approve | Normal | Non Urgent | -
24 | 2026-07-10 15:20 | BDUBR0024 | MIn Stok | - | General | Skun Ferules | skun ferules E10-12 (hitam) | - | 1 | Pack | https://www.tokopedia.com/archive-firstelectric/skun-kabel-ferules-ferulles-10mm-10-mm-e1012-e10-12-e-1012-e-10-12-e-1012-e-10-12-tersedia-warna-merah-kuning-hitam-biru-hijau-coklat-abu-abu-putih-ivory-dll-1731067975323584162?t_id=1783670943971&t_st=2&t_pp=cart&t_efo=cart&t_ef=&t_sm=&t_spt=cart | skun untuk kabel power CLU dan Crabs | Waiting | Waiting | Non Urgent | -
25 | 2026-07-10 15:21 | BDUBR0025 | MIn Stok | - | General | Skun kabel O | Skun kabel SC10-8 | - | 1 | Pack | https://www.tokopedia.com/kaleaelektrindo/skun-kabel-sc-10-8-type-10mm-lubang-baut-8mm-scun-cable-lug-premium-bahan-tembaga-lapis-alumunium-warna-doff-silver-1731556745946367006?t_id=1783670943971&t_st=2&t_pp=cart&t_efo=cart&t_ef=&t_sm=&t_spt=cart | skun unutk kabel grounding dan neutrak oada oanel power untuk CRABS dan CLU | Approve | Normal | Non Urgent | -
26 | 2026-07-10 15:22 | BDUBR0026 | MIn Stok | - | General | Solasi Listrik | Solasi Listrik (Biru) | Nitto | 1 | pcs | https://www.tokopedia.com/market-isolasi/solasi-listrik-nitto-2107-merah-kuning-hijau-biru-grosir-biru?t_id=1783670943971&t_st=2&t_pp=cart&t_efo=cart&t_ef=&t_sm=&t_spt=cart | Untuk keperluan solasi kabel pada panel power | Approve | Normal | Non Urgent | -
27 | 2026-07-10 15:22 | BDUBR0027 | MIn Stok | - | General | Solasi Listrik | Solasi Listrik (HIjau) | Nitto | 1 | pcs | https://www.tokopedia.com/market-isolasi/solasi-listrik-nitto-2107-merah-kuning-hijau-biru-grosir-biru?t_id=1783670943971&t_st=2&t_pp=cart&t_efo=cart&t_ef=&t_sm=&t_spt=cart | Untuk keperluan solasi kabel pada panel power | Waiting | Waiting | Non Urgent | -
28 | 2026-07-10 15:27 | BDUBR0028 | MIn Stok | - | General | Kabel Ties Stainless Steel 4,6 x 400 | Kabel Ties Stainless Steel 4,6 x 400 | - | 1 | Pack | https://www.tokopedia.com/burung-terbang2/100pcs-kabel-ties-stainless-steel-cable-ties-kabel-tis-besi-ss304-30-40cm-1730927980585780746?extParam=ivf%3Dfalse%26keyword%3Dkabel+ties+stainless%26search_id%3D20260710082457B83AAC23B9528726FA0G%26src%3Dsearch&t_id=1783670943971&t_st=3&t_pp=search_result&t_efo=search_pure_goods_card&t_ef=goods_search&t_sm=&t_spt=search_result | Untuk perapihan kabel | Approve | Normal | Non Urgent | -
29 | 2026-07-10 15:33 | BDUBR0029 | MIn Stok | - | General | Tang Skun Ferrules | Tang skun Ferrules 0,08 - 16mm2 | - | 1 | pcs | https://www.tokopedia.com/electricalhome/tang-press-skun-ferrules-hsc9-16-4a-0-08-16mm2-segi-4?extParam=ivf%3Dfalse%26keyword%3Dtang+skun+ferulles+0.08-16mm%26search_id%3D20260710082948A49E9411D64FF5392FWZ%26src%3Dsearch&t_id=1783670943971&t_st=9&t_pp=search_result&t_efo=search_pure_goods_card&t_ef=goods_search&t_sm=&t_spt=search_result | Tang Skun Ferrules untuk project power panel | Approve | Normal | Non Urgent | -
30 | 2026-08-12 08:48 | BDUBR0030 | MIn Stok | - | CLU | Kabel Grounding 1x4 mm | Kabel grounding NYAF 1x4mm | Supreme | 100 | meter | https://www.tokopedia.com/pt-sinar-abadi/nyaf-supreme-cable-1x-4-mm-6mm-10-mm-16-mm-25-mm-35-mm-50-mm-serabut-grounding-kabel-kuning-hijau-meteran-1731586037795030867?extParam=ivf%3Dfalse%26keyword%3Dgrounding+1x4%26search_id%3D20260812014614F504DBF83E6F6E1ABSE1%26src%3Dsearch&t_id=1786499266395&t_st=1&t_pp=search_result&t_efo=search_pure_goods_card&t_ef=goods_search&t_sm=&t_spt=search_result | digunakan untuk pergantian kabel grounding CLU yang kurang panjang (W0135.01 & W0012.03) | Approve | Normal | Non Urgent | -
31 | 2026-08-12 08:56 | BDUBR0031 | MIn Stok | - | CLU | Kabel Kontrol Emergency Stop | Kabel 4x1 mm | Delta | 30 | Meter | https://www.tokopedia.com/kanglistrik/kabel-control-4x1mm-kabel-ysly-4x1-0mm-kabel-control-ysly-4x1-0mm?extParam=ivf%3Dfalse%26keyword%3Dkabel+control+4x1+%26search_id%3D20260812015546F504DBF83E6F6E365J04%26src%3Dsearch&t_id=1786499266395&t_st=3&t_pp=search_result&t_efo=search_pure_goods_card&t_ef=goods_search&t_sm=&t_spt=search_result | Digunakan untuk pergantian kabel (w0120.11) | Waiting | Waiting | Non Urgent | -

## Jasa
No | Timestamp | Nomor Registrasi | No Ejo | Mesin/Area | Deskripsi Pekerjaan | Qty | UoM | Referensi/Penawaran | Note | Status Approval SPV | Kategori | Status Urgent | Status BQ

## All Item Code (hidden)
Item Code | Deskripsi | Item Code
J-10205-02 | Chlorine Test; Merck; c/n 1.14978.0001; 600 tests/pack | J-10205-02
O-11109-00 | Bearing 6002-2RSH | O-11109-00
O-11145-00 | Bearing 6201 2Z | O-11145-00
O-11149-00 | Bearing 6202 ZZ - P/N : - pc | O-11149-00
O-11154-00 | Bearing 6204 2Z SKF | O-11154-00
O-11162-00 | Bearing 6205 ZZ | O-11162-00
O-11166-00 | Bearing 6206 ZZ | O-11166-00
O-11169-00 | Bearing 6207ZZ | O-11169-00
O-11173-00 | Bearing 6208 SKF | O-11173-00
O-11181-00 | Bearing 626-2Z | O-11181-00
O-11287-00 | IMA F200 Filling Machine - Pall Mini Kleenpak Capsules with Supor EKV Membrane, Filter Capsule 4,1"/0,2 um/0,02 m2/Hydrophilic PVDF/code2/0,25-0,5" hose barb; Pall; KA02DFLP8G; 1 pcs | O-11287-00
O-11356-00 | Lubricant ? Food grade oil Viscolab 150 - Pc=Liter | O-11356-00
O-11367-00 | Lubricant ? Oli ISO VG 320 MULTIPRIMA INDOSEJAHTERA, PT P/N : - pc | O-11367-00
O-11761-00 | Marchesini MA255 Cartoning Machine - Conveyor Belt, PU White, 1380 x 40 x 1.6 mm; Custom/Lokal; -; 1 unt | O-11761-00
O-11762-00 | MARCHESINI MA 255 - Conveyor belt Nastro transporto FNB-8E 1850 X 40 HA; Marchesini; C720718540 pc | O-11762-00
O-11763-00 | MARCHESINI MA 255 - Conveyor belt Nastro transporto FNI-5E er 1110x 75(sil); Marchesini; C721411175 pc | O-11763-00
O-12732-00 | Tubing Polyurethane TU1208 Clear; SMC; Part No. X3; roll | O-12732-00
O-12733-00 | General - TU Polyurethane Tubing, TU1065C-100; SMC Pneumatics; -; 1 roll | O-12733-00
O-12734-00 | General - TU Polyurethane Tubing, TU0805C-100; SMC Pneumatics; -; 1 roll | O-12734-00
O-12735-00 | General - TU Polyurethane Tubing, TU0604C-100; SMC Pneumatics; -; 1 roll | O-12735-00
O-12736-00 | Tubing Polyurethane TU0425 Clear; ; ; | O-12736-00
O-12868-00 | General - Emflon PFR membrane filter cartridge, 0.2 um sterilizing grade, 5-inch length, double-o-ring (silicone) with bayonet lock and flat end; Pall; AB05PFR2PVH4; 1 pcs | O-12868-00
O-12918-00 | MARCHESINI MA 255 - p/n 322010 Nordson - Saturn precision Nozzle 200 mesh | O-12918-00
O-13062-00 | AUTOCLAVE Lab Mikro - PALL Emflon Filter 0,2um p/n C3PFRP1 | O-13062-00
O-13216-00 | Lubricant - Bechem Staroil G 320 Brown H1 @20 Liter/Pail | O-13216-00
O-13501-00 | General - Push-in T-connector, QST-12; Festo; 153132; 1 pcs | O-13501-00
O-13505-00 | General - Push-in T-connector, QST-10; Festo; 153131; 1 pcs | O-13505-00
O-13508-00 | Pneumatic Fitting - QS 8-6 FESTO P/N : - pc | O-13508-00
O-13510-00 | Pneumatic Fitting - QS 12-10 FESTO P/N : - pc | O-13510-00
O-13521-00 | gasket 1 1/2" / EPDM - P/N : - pc | O-13521-00
O-13522-00 | gasket 2" / EPDM; ; ; | O-13522-00
O-13617-00 | Marchesini MA255 Cartoning Machine - Flat Belt, 728 x 40 x 1 mm; Custom/Lokal; -; 1 unt | O-13617-00
O-13799-00 | Carbon Vanes VT4.40 INTIDAYA DINAMIKA SEJATI, PT P/N : - pc | O-13799-00
O-14022-00 | Valve Base SV-3-M5 Festo FESTO P/N : - pc | O-14022-00
O-14099-00 | Selang TS-25 (25x33) TOYOX P/N : - pc | O-14099-00
O-14360-00 | Membran Valve EPDM PTFE DN 40 Gemu KRISNA DWI MITRA P/N : 600 40M5E-221 pc | O-14360-00
O-14363-00 | Membrane Diaphragm Valve EPDM PTFE DN 25 Gemu DUA BERLIAN PILAR P/N : 600 25M5E-221 pc | O-14363-00
O-14364-00 | Membrane Diaphragm Valve EPDM PTFE DN 50 p/n: 600 50M5E-221 Gemu; ; ; | O-14364-00
O-14449-00 | Isolator Glove Piercan 97800Y94/10 Material: Hypalon One Piece Fulled Dipped, White | O-14449-00
O-14510-00 | Speed Control AS2201F-02-08SA, SMC, , SINAR MUTIARA CAKRABUANA, PT P/N : - pc | O-14510-00
O-14594-00 | Kit, membrane ozone 6510 METTLER TOLEDO INDONESIA, PT P/N : - pc | O-14594-00
O-14616-00 | Black arm system for Rotating pincer pneumatic cylinder SINAR MUTIARA CAKRABUANA, PT C/N : 33661 pc | O-14616-00
O-14617-00 | Solenoid valve 2/2 ways NC 4,5mm; ; c/n 28582; | O-14617-00
O-14618-00 | General - Pneumatic pincher silicone cover sleeve c/n 15927; SMC; MHZJ2-J20S; 1 Pc | O-14618-00
O-14619-00 | Pressure reducer 1/2 Gas connection, with manometer 0-12 bar; Univer; c/n 11731; | O-14619-00
O-14620-00 | Microswitch for pneumatic cylinder; ; c/n 7821; | O-14620-00
O-14621-00 | Coil U2 11W 24VDC; Univer; c/n 5233; | O-14621-00
O-14639-00 | EPDM Gasket for Ferrule dia. 1/2" - P/N : - pc | O-14639-00
O-14640-00 | General - Silicone Gasket for Ferrule dia. 3/4"; -; -; 1 Pc | O-14640-00
O-14641-00 | General - Silicone Gasket for Ferrule dia. 1"; -; -; 1 Pc | O-14641-00
O-14642-00 | General - Silicone Gasket for Ferrule dia. 2,5"; -; -; 1 Pc | O-14642-00
O-14643-00 | EPDM Gasket for Ferrule dia. 3"; ; ; | O-14643-00
O-14644-00 | General - Silicone Gasket for Ferrule dia. 4"; -; -; 1 Pc | O-14644-00
O-15019-00 | Bearing 6004 H SS | O-15019-00
O-15398-00 | Bearing - 61800-2RS1 - P/N : - pc | O-15398-00
O-15400-00 | Colamark - Side Arms kit EPT012551; Domino; SP-0076; 1 Pc | O-15400-00
O-15462-00 | Dry Fog Stainless Steel FLOAT 47049-23S | O-15462-00
O-15484-00 | Static Gasket (Door gasket) for main chamber; ; ; | O-15484-00
O-15485-00 | HEPA (H 14) Filters (155D mm x 150H mm); ; ; | O-15485-00
O-15486-00 | Pre-filter (EU-8) size 100D x 135H mm; ; ; | O-15486-00
O-15487-00 | Gas Spring Model : 8-18-2, 03 SL/300N-486; ; ; | O-15487-00
O-15488-00 | Gauntlets for main chamber, port size 250 x 200 mm; ; ; | O-15488-00
O-15489-00 | SPA 1120 Brand : Optibelt / Bando Merah; Optibelt; ; | O-15489-00
O-15490-00 | B63 Brand : Optibelt / Bando Merah; Optibelt; ; | O-15490-00
O-15491-00 | SPA 2482 Lw Brand : Optibelt / Bando Merah; Optibelt; ; | O-15491-00
O-15492-00 | SPA 1132 Brand : Optibelt / Bando Merah - P/N : - pc | O-15492-00
O-15493-00 | SPA 1082 Brand : Optibelt / Bando Merah Optibelt | O-15493-00
O-15544-00 | BECKER VACUUM - Medical Bacterial Filter FM70 Conn: 1/2 inch | O-15544-00
O-15550-00 | ABSOLUT ENCODER MONOLOOP SSI, GRAY CODE, 360 TURN PULSE | O-15550-00
O-15551-00 | ABSOLUT ENCODER MONOLOOP SSI; GRAY CODE, 360 TURN PULSE; MAIN ENCODER ; | O-15551-00
O-15552-00 | ABSOLUTE ENCODER SSI 8192 GRAY RADIAL CONNECTOR; PART NO :202931 | O-15552-00
O-15553-00 | ACTUATOR VALVE (FV20) | O-15553-00
O-15554-00 | AIRTIGHT DOOR MOTOR ; HALSTRUP &SAIA :GEAR MOTOR N100/SO - UFR1 - UL; SUPPLY VOLTAGE: 24VAC;FREQUENCY: 50HZ; OUTPUT TORQUE: 15NM; MOTOR SPEED: 0.5 U/MIN (R1:1000); | O-15554-00
O-15555-00 | AISI BALLS 5/32; PART NO :200042 | O-15555-00
O-15556-00 | BEARING & COMBONENT / JOINT HEAD CF 8 M8X1,25 FEMALE; STERILINE ; PART NO :200028 | O-15556-00
O-15557-00 | BEARING 51104; STERILINE; PART NO :201653 | O-15557-00
O-15558-00 | BEARING ANGULAR BALL 7003 ACDGA/P4A; STERILINE ; PART NO :200245 | O-15558-00
O-15559-00 | BEARING INA KH 1428; STERILINE : PART NO :200023 | O-15559-00
O-15560-00 | BEARING INA KH 2030; STERILINE ; PART NO :200053 | O-15560-00
O-15561-00 | BEARING INA KH 3050; STERILINE ; PART NO :200055 | O-15561-00
O-15562-00 | BEARING INA NKIA5902; STERILINE PART NO :201027 | O-15562-00
O-15563-00 | BEARING R-4HH BRAND EZO | O-15563-00
O-15564-00 | BUSHING IGUS HFM 08 - 10 - 10; STERILINE PART NO :201202 | O-15564-00
O-15565-00 | EPDM MEMBRANE FOR GEMU PNEUMATIC MEMBRANE VALVE 1/2 (DN15); 2-WAY; AISI316L; RA = 0,5MICRON; PNEUMATICALLY OPERATED, NORMALLY CLOSED | O-15565-00
O-15566-00 | CAPS HOPPER MINIMUM LOAD SENSOR ; WORLD BEAM QS18VP6LAF250Q5 LASER ADJUSTABLE FIELD | O-15566-00
O-15567-00 | CAPS MINIMUM LOAD SENSOR ; HIGH PRECISION OPTICAL FIBER FU-7F | O-15567-00
O-15568-00 | CARTRIDGE FILTER AERVENT 50 0,2 ?M TC 3/4 LOT NO. F2JA25925 S.N. 01612; REJECT VALVE 2 FILTER ; | O-15568-00
O-15569-00 | CHAMBER AIR INLET PNEUMATIC VALVE ; VP3 ; | O-15569-00
O-15570-00 | CHAMBER PRESSURE TRANSDUCER ; TP ; | O-15570-00
O-15571-00 | COMPRESSED AIR LINE FILTER; F6 ; | O-15571-00
O-15572-00 | CORDA TONDA IN NBR D=3MM; STERILINE ; PART NO :6829 | O-15572-00
O-15573-00 | COUPLE OF SILICONE STRIPES FOR WASHING AND DRYING WHEELS EDM-2S; STERILINE; PART NO :18894 | O-15573-00
O-15574-00 | COUPLING HUB: STERILINE ; GET 14 ALU-C DIAM-14; PART NO :200239 | O-15574-00
O-15575-00 | COUPLING HUB; STERILINE ; GE-T 19/24 ESEC. -C-FORO DIAM. 19; PART NO :200834 | O-15575-00
O-15576-00 | DOOR GASKET RED SILICON; PART NO :PP600076 | O-15576-00
O-15577-00 | DOOR LOCKED/UNLOCKED LIMIT SWITCH(ADJUSTABLE ROLLER LEVER, 1NO+1NC,IP67) | O-15577-00
O-15578-00 | DOOR SEALING RING(?D?TYPE SILICON RUBBER 17X20 (7METERS)) | O-15578-00
O-15579-00 | DOOR GASKET SIDE 1; DG ; | O-15579-00
O-15580-00 | DOOR GASKET SIDE 2; DG1 ; | O-15580-00
O-15581-00 | DOOR SAFETY SWITCHES ; SCHMERSAL ; MAGNET BPS-260 | O-15581-00
O-15582-00 | DOOR SAFETY SWITCHES ; SCHMERSAL ; PROXIMITY SENSOR , BNS-260 FOR DOOR | O-15582-00
O-15583-00 | DOP+GASKET ( FOR RUPTURE DISK SILICON EXPANSION TANK, D=3) | O-15583-00
O-15584-00 | DRY VACUUM PUMP OIL(MOBIL SHC 629A ANTIWARE SYNTHETIC GEAR OIL 150CST,4L/BARREL) | O-15584-00
O-15585-00 | EPDM GASKET FOR GEMU PNEUMATIC MEMBRANE VALVE 1/2 (DN15) HEAT NO. 133057; | O-15585-00
O-15586-00 | EXIT LIFTING SIDE GUIDES CYLINDER ; CYLINDER D=16 STROKE=15 | O-15586-00
O-15587-00 | FILLING NEEDLE ; FILLING THE VIALS ; STERILINE : PART NO (308496,308710,306680,305421,305288,300359,301105,301106) | O-15587-00
O-15588-00 | SERVO MOTOR, OMRON G5 114V, 400W, 250HZ, 1.27 NM, 3000 RPM WITH ABSOLUTE ENCODER NO BRAKE | O-15588-00
O-15589-00 | SERVO MOTOR, OMRON G5 220V, 200W, 0.64 NM, 3000 RPM WITH ABSOLUTE ENCODER NO BRAKE | O-15589-00
O-15590-00 | FILTER CA 0,2 MICRON; PART NO :CC120072 | O-15590-00
O-15591-00 | FILTER ABSOLUTE - CAMFILL 1FRSI - 1SI 762X457X150; CLASS H13, DIN EN 1822, FRAME: STAINLESS STEEL - 99,95% MPPS; SERIAL NO. 00083616122 (for Cooling chamber) | O-15591-00
O-15592-00 | FILTER ABSOLUTE, CAMFILL - 1ER(GS) - 1PU; DIN EN 1822 : H14; EFFICIENCY: 99,995% MPPS; DIMENSION: 305X457X150; SERIAL NO. 060052-15122 | O-15592-00
O-15592-00 | FILTER ABSOLUTE, CAMFILL - 1ER(GS) - 1PU; DIN EN 1822 : H14; EFFICIENCY: 99,995% MPPS; DIMENSION: 305X457X150; SERIAL NO. 060052-15122 | O-15592-00
O-15593-00 | FITTING FEMALE THREAD, SMC, KQ2F10-03A | O-15593-00
O-15594-00 | FLOWMETER + REGULATOR PRE GAS/POST GAS; ASA | O-15594-00
O-15595-00 | MOTOR, BONFIGLIOLI TYPE BN63B4 0,18-0,21KW, 50-60HZ 1320RPM; | O-15595-00
O-15596-00 | GASKET O RING + SPRING 255 | O-15596-00
O-15597-00 | GASKET O RING 2,5 | O-15597-00
O-15598-00 | GASKET O RING 216 | O-15598-00
O-15599-00 | GASKET O RING 286 | O-15599-00
O-15600-00 | GASKET O RING 301 | O-15600-00
O-15601-00 | GASKET O RING 304 | O-15601-00
O-15602-00 | GASKET O RING 305 | O-15602-00
O-15603-00 | GASKET O RING 310 | O-15603-00
O-15604-00 | GASKET O RING 314 | O-15604-00
O-15605-00 | GASKET O RING 315 | O-15605-00
O-15606-00 | GASKET O RING 424 | O-15606-00
O-15607-00 | GASKET O RING 80 | O-15607-00
O-15608-00 | GASKET PRESSURE DRAIN SIDE 1 ; PR12 ; | O-15608-00
O-15609-00 | GASKET PRESSURE DRAIN SIDE 2 ; PR13 ; | O-15609-00
O-15610-00 | GEAR MOTOR N100/SO - UFR1 - UL; HALSTRUP SAIA ; PART NO :19475 | O-15610-00
O-15611-00 | GEAR MOTOR N100/SO + UFR1 - UL;HALSTRUP SAIA ; PART NO :19474 | O-15611-00
O-15612-00 | GEARED BELT 16AT05 1050(TOOTHED BELT DIN 7721 AT5 : 16AT5 / 1050 - PU) | O-15612-00
O-15613-00 | WEIGHING LOAD CELL WIPOTEC SL250/300-M-FS-9-29-34 WASHDOWN IP44 SERIAL NO. 00301; | O-15613-00
O-15614-00 | HEATER : TREC ; AISI 316 MADE BY 3 MONO-PIPE ELEMENTS D.16 L=460; POWER 1000W CAD. (TOT.3000W) ; TENSION: 230V; R.W. HEATERS ; | O-15614-00
O-15615-00 | HIGH PRECISION OPTICAL FIBER 10MM WIDTH FU-12; PART NO :201020 | O-15615-00
O-15616-00 | HIGH PRECISION OPTICAL FIBER FU-7F; PART NO :201061 | O-15616-00
O-15617-00 | HIGH TEMPERATURE BLACK SILICONE GASKET FOR HOT CHAMBER DOOR - STERILINE : DIMMENSIONS 20X15X10 MM; PART NO :2958 | O-15617-00
O-15619-00 | General - HIGH PRECISION OPTICAL FIBER 10MM WIDTH, VIALS MAXIMUM LOAD AT OUTFEED SENSOR; Keyence; FU-12; 1 Pc | O-15619-00
O-15620-00 | HIGH PRECISION OPTICAL FIBER SUPER TOUGH FLEX FIBERS-FU67V; VIAL CHECK AT INFEED SENSOR ; | O-15620-00
O-15621-00 | MOTOR AND REDUCTION GEAR, BONFIGLIOLI TYPE BN63B4 0.18 KW 50HZ 1320RPM, 3PHASE | O-15621-00
O-15622-00 | INLET CHAMBER PRE-FILTER ; AMERTEX : FILTRATION MATERIAL AMERTEX R-R29, G3 CLASS | O-15622-00
O-15623-00 | OPTIC FIBER; OMRON PAIR OF LENS FOR OPTIC FIBERS | O-15623-00
O-15624-00 | HIGH PRECISION OPTICAL FIBER; OMRON ;M4 STRAIGHT CONNECTION; MAX TEMPERATURE: 300?C; : 600MM MAX.; FIBER LENGTH: 5000MM; | O-15624-00
O-15625-00 | AMPLIFIER PNP FOR OPTICAL FIBER E32;OMRON; RESPONDING TIME: 200 MICROSECOND MAX.; POWER: 12-24VDC; CABLE LENGTH: 2000MM; | O-15625-00
O-15626-00 | JACKET WATER AND CONDENSATE DRAIN FILTER; F9 ; | O-15626-00
O-15628-00 | LEFT AND RIGHT PINCER ACTUATOR ; SMC :BISTABLE ELECTROVALVE - SV1200-5FU | O-15628-00
O-15629-00 | ENCODER ;Sick Stegmann;ABSOLUTE ENCODER A4A08192 GRAY RADIAL CONNECTOR | O-15629-00
O-15630-00 | MAGNETIC CONTACTOR (S00, AC-3 4KW, 1NO, COIL VOLTAGE: AC230V 50/60HZ) | O-15630-00
O-15631-00 | MAGNETIC SWITCH (SMEO - 4U - S - LED - 24B) | O-15631-00
O-15632-00 | MEMBRANE PTFE/EPDM BONDED; SED; | O-15632-00
O-15633-00 | MICROSWITCH FOR PNEUMATIC CYLINDER ; UNIVER ; VIALS LOADING CYLINDER BACKWARD POSITION SENSOR | O-15633-00
O-15634-00 | MICROSWITCH FOR PNEUMATIC CYLINDER, UNIVER, DF-220M08 | O-15634-00
O-15635-00 | MICROSWITCH FOR PNEUMATIC CYLINDER; UNIVER INLET LIFTING SIDE GUIDES CYLINDER BACKWARD POSITION SENSOR ; | O-15635-00
O-15636-00 | MINIATUR RELAY ; STERILINE ;PART NO :5834 | O-15636-00
O-15637-00 | SERVO MOTOR, OMRON G5 220V, 750W, 2.4 NM, 3000 RPM WITH ABSOLUTE ENCODER WITH BRAKE | O-15637-00
O-15638-00 | MOTOR TG63 0,18 KW - 4P - B5 - 230V - 50 HZ MEC63; COMPOSED BY: ENCODER 1000 I/G LINE-DRIVER; COOLING FAN 220V 50/60 HZ; SERIAL NO. 00242345 | O-15638-00
O-15639-00 | MUSHROOM SEAL(SF00-05A SECTION:V) | O-15639-00
O-15640-00 | NEEDLE ; STERILINE ; NEEDLE IN AISI 316L LTOT=70 DE=2,5MM DI=1,5MM; PART NO :18825 | O-15640-00
O-15641-00 | NEEDLES LIFTING MOTOR ; LIKA ; MOTOR BRUSHLESS MODEL LIKA 31W SERIAL NO. 125101268; | O-15641-00
O-15642-00 | PINCH VALVE ; SIRAI TYPE Z130A, WITH COIL 24VDC 13W | O-15642-00
O-15643-00 | NOZZLE FOR WATER ; STERILINE ; SS AISI 316L A-1/8MJJXP020S316; PART NO :5311 | O-15643-00
O-15644-00 | NOZZLES RISING CYLINDER ; CYLINDER D=40MM, STROKE=40MM | O-15644-00
O-15645-00 | O - RING T = 2,62 : OR 3081 FPM 75?SH - BLACK( OR 3081 FPM 75?SH - BLACK) | O-15645-00
O-15646-00 | OVERHEAT PROTECTION THERMOSTAT, JUMO ATHS-70/U; POWER: AC 230 VOLT / 10 AMP.; RANGE: 20..500?C; CONNECTION: UZ G1/2 CRNI | O-15646-00
O-15647-00 | PAIR OF GLOVES HYPALON ELS10330Y ? 110MM, LENGTH 330MM, THICKNESS 4/10MM SIZE 7; PART NO :7264 | O-15647-00
O-15648-00 | PAIR OF SLEEVES CSM D.200/90 LENGTH 550MM, THICKNESS 4/10; PART NO :7266 | O-15648-00
O-15649-00 | PDS DISC 2 MOTOR ; Dunkermotoren ; MOTOR IP65 BG65X25PB WITH GEARBOX PLG52 I=400:1 PROFIBUS DP | O-15649-00
O-15650-00 | SERVO MOTOR OMRON G5 120V, 750W, 250HZ, 2.39 NM, 3000 RPM WITH INCREMENTAL ENCODER NO BRAKE | O-15650-00
O-15651-00 | PHOTOELECTRIC SWITCH; PART NO :10115 | O-15651-00
O-15652-00 | PNEUMATIC MEMBRANE VALVE 1/2' (DN15); STERILINE ; PART NO :5189 | O-15652-00
O-15653-00 | PNEUMATICALLY OPERATED, NORMALLY CLOSED FOR GEMU ; PNEUMATIC MEMBRANE VALVE 1/2 (DN15) 2-WAY VALVE BODY; HEAT NO. 128153; | O-15653-00
O-15654-00 | PRE-FILTER CARTRIDGE; KLENZAIDS; EU-8 SIZE 100D X 135H MM | O-15654-00
O-15655-00 | PRESSURE SWITCH WITH INDICATION, FESTO 0-1 BAR PNEUMATIC CONNECTION | O-15655-00
O-15656-00 | PRESSURE TRANSMITTER ; HALSTRUP : 0-250PA OUTPUT 4-20MA 24VDC PRECISION: +-1%; MODEL: P; SENSOR/PIZ (2 WIRES); SHEET NO. 465-01; SERIAL NO. AA072399; ; | O-15656-00
O-15658-00 | LOAD CELL ; WIPOTEC ; SINGLE POINT LOAD CELL MODEL PW15AHC3/10KG-1 NORMAL LOAD 10KG SERIAL NO. 02707239; | O-15658-00
O-15660-00 | RADIAL BEARING 15X32X9 6002 - 2Z; STERILINE ; PART NO :200019 | O-15660-00
O-15661-00 | RADIAL BEARING 6001-2RS; STERILINE ; PART NO :200723 | O-15661-00
O-15662-00 | RADIAL BEARING 6004 - 2Z SKF (6002-27); STERILINE : PART NO :200018 | O-15662-00
O-15663-00 | RECORDER PAPER(RECORDING WIDTH, 10 ROLLS/BOX) ; YOKOGAWA | O-15663-00
O-15664-00 | RECORDER RIBBON(6 COLOR RIBBON CASSETTE) | O-15664-00
O-15665-00 | RED SILICON ORING 2125; PART NO :202359 | O-15665-00
O-15666-00 | RED SILICON ORING 4900; PART NO :202514 | O-15666-00
O-15667-00 | REFRIGERATION FILTER CORE(48 CU.IN., S.S , MESH, 140 UM,) | O-15667-00
O-15668-00 | RIBBED HEATER RCU - 1200W - 230VAC - 50/60HZ - MATERIAL AISI304; PART NO :4561 | O-15668-00
O-15669-00 | STERILIZING CHAMBER HEATERS ;NO. 03 RIBBED HEATERS RCU - 1000W - 230VAC -50/60HZ MATERIAL AISI316/304, MECHANICAL DIMENSION:; LENGTH: 397 MM -CENTER DISTANCE: 50 MM HEATING BODY DIAMETER: 10 MM RIBBED DIAMETER: 22 MM; | O-15669-00
O-15670-00 | RING JOINT - AR 19-24 SHORE 98; PART NO :200105 | O-15670-00
O-15671-00 | RING JOINT AR 14 SHORE 98 SG; PART NO :200078 | O-15671-00
O-15672-00 | ROTATING PINCER PNEUMATIC CYLINDER WITH PROTECTIVE CAP ; SMC ; PINCER CYLINDER ; | O-15672-00
O-15673-00 | SAFETY PRESSURE SWITCH ; PRSIC ; | O-15673-00
O-15674-00 | SAFETY THERMOMETER PROBE ; TE5 ; | O-15674-00
O-15675-00 | SAFETY THERMOMETER PROBE ; TE5 ; | O-15675-00
O-15676-00 | SEAL KIT FOR VIALS LOADING CYLINDER ; UNIVER ; MAGNETIC CYLINDER SERIES RP DIAMETER=20 STROKE=25; | O-15676-00
O-15677-00 | SEAL KIT FOR VIALS UNLOADING CYLINDER ; UNIVER ; MEGNETIC CYLINDER SERIES RP DIAMETER=20 STROKE=110; | O-15677-00
O-15678-00 | SEALING RING G20 - 28 - 4; PART NO :200067 | O-15678-00
O-15679-00 | SECURITY PHOTOCELLS; PART NO :7209 | O-15679-00
O-15680-00 | SILICON GASKET O RING RED ; ID= 192 mm, OD: 246 mm, Thickness : 4 mm | O-15680-00
O-15681-00 | Glove housing gasket; Thickness 2 mm, glove port dia 250 mm | O-15681-00
O-15682-00 | SILICON HOSES F10 ( ID:6MM / OD: 10MM ); | O-15682-00
O-15683-00 | SILICON HOSES F14 ( ID:4MM / OD: 10MM ) 86/10; | O-15683-00
O-15684-00 | SILICON ORING 3100; PART NO :200236 | O-15684-00
O-15685-00 | SILICON ORING 3162; PART NO :201677 | O-15685-00
O-15686-00 | SILICON ORING 3200; PART NO :200069 | O-15686-00
O-15687-00 | SILICON ORING 3237; PART NO :201706 | O-15687-00
O-15688-00 | SILICON ORING 3256; PART NO :200081 | O-15688-00
O-15689-00 | SILICON ORING 3325; PART NO :200079 | O-15689-00
O-15690-00 | SILICON ORING 3350; PART NO :200783 | O-15690-00
O-15691-00 | SILICON ORING 4675; PART NO :201548 | O-15691-00
O-15692-00 | SILICONE GASKET EPDM 24X16; PART NO :7163 | O-15692-00
O-15693-00 | SILICONE GASKET EPDM 29,5X19,5; PART NO :7164 | O-15693-00
O-15694-00 | SILICONE O-RING 2162; PART NO :200831 | O-15694-00
O-15695-00 | SILICONE STRING FOR GASKET EPDM 9,5X7,5 ; PART NO :7165 | O-15695-00
O-15696-00 | SILICONE SUCKER 01.11.16; PART NO :202082 | O-15696-00
O-15697-00 | General - SILICONE SUCKER 01.16.20; Steriline; 202370; 1 Pc | O-15697-00
O-15698-00 | SLEEVE BEARING STAR 0670-225-40PP; STERILINE ; PART NO :200988 | O-15698-00
O-15699-00 | SOLENOID ELECTROVALVE ;BISTABLE ; 5/2 WAYS 1/2'' (LEAKTEST, INLET & EXHAUST VALVE); PART NO :13881 | O-15699-00
O-15700-00 | SOLENOID VALVE CLWS COMPRESSOR(6213A 1/2 24 VDC 10 W,) | O-15700-00
O-15701-00 | SOLENOID VALVE FOR PNEUMATIC VALVES (180-4E1, DC24V 5-SINGLE-ELECTRICAL ,1M CABLE) | O-15701-00
O-15702-00 | SOLENOID VALVE SOLDER 3/8 & 3/8 | O-15702-00
O-15703-00 | SPRING D=17X61-1.25 PITCH=10; PART NO :302681 | O-15703-00
O-15704-00 | STATIC GASKET (DOOR GASKET) FOR MAIN CHAMBER ; KLENZAIDS | O-15704-00
O-15705-00 | STERILE FILTER(SARTOFLUOR 0.2 UM, CARTRIDGE 5UM) | O-15705-00
O-15706-00 | STERILE FILTER FOR AIR; FA ; | O-15706-00
O-15707-00 | CAMFILL ABSOLUTE FILTER 1FRK - 1W; H13; EFFICIENCY: 99,99% DOP - 0,3 MICRON C/W CERTIFICATE. FRAME MATERIAL: STAINLESS STEEL; DIMENSION: 457X610X150; CLASS DIN EN 1822: SERIAL NO. 00044345112 | O-15707-00
O-15708-00 | STERILIZING CHAMBER HEATERS ; NO. 15 RIBBED HEATERS RCU - 1200W - 230VAC - 50/60HZ - MATERIAL: AISI 304; DIMENSION 75X20 MM; | O-15708-00
O-15709-00 | KEYENCE, HIGH PRECISION OPTICAL FIBER SUPER TOUGH FLEX FIBERS; | O-15709-00
O-15710-00 | VACUUM VALVE; MAC; 55B-24-PE-611-JB | O-15710-00
O-15711-00 | FILTER ; MILLIPORE : CARTRIDGE FILTER AERVENT 50 0,2 ?M TC 3/4 LOT NO. F2JA25925 S.N. 01502; | O-15711-00
O-15712-00 | STOPPERS HOPPER MINIMUM LOAD SENSOR ; banner ; WORLD BEAM QS18VP6LAF250Q5 LASER ADJUSTABLE FIELD QS18VP6LAF250 | O-15712-00
O-15713-00 | STOPPERS MINIMUM LOAD LANE 1 SENSOR ; KEYENCE ;HIGH PRECISION OPTICAL FIBER SUPER TOUGH FLEX FIBERS FU-67V | O-15713-00
O-15714-00 | STOPPERS MINIMUM LOAD LANE 1 SENSOR ; KEYENCE; AMPLIFIER SENSOR OPTICAL FIBER PNP OUTPUT CONNECTOR M8 FS-V31CP | O-15714-00
O-15715-00 | STOPPERS VIBRATING BOWL BASE ; VIBRATING BASE D=290 220V-50HZ | O-15715-00
O-15716-00 | STOPPERS VIBRATING CHUTE BASE ; LINEAR FEEDER 220V-50HZ SERIAL NO. 09375 | O-15716-00
O-15717-00 | STOPPERS VIBRATING HOPPER BASE ; VIBRATING HOPPER 18/20 LIT BASE | O-15717-00
O-15718-00 | General - SYNTHETIC FOOD GRADE; CRC; NSF H1; 1 Pc | O-15718-00
O-15719-00 | TEMPERATURE PROBE JUMO ; MODEL PT100 SINGLE ELEMENT, 6 WIRES, DIAMETER 3MM, LENGTH 100MM; PART NO :25596 | O-15719-00
O-15720-00 | TEMPERATURE PROBE ; JUMO; MODEL PT100 SINGLE ELEMENT, 3 WIRES, DIAMETER 3MM, LENGTH 250MM; PART NO :25597 | O-15720-00
O-15721-00 | TEMPERATURE PROBE(PT100, DIN 43760, 316 SS, 316 SS, TEFLON, AWG #26, CLASS:A) | O-15721-00
O-15722-00 | TEMPERATURE PROBE ;JUMO ; PT100 SINGLE ELEMENT, 3 WIRES, DIAMETER 3MM,; LENGTH 250MM; RANGE -200/600?C; MATERIAL: AISI321 (1.4541); PRECISION CLASS A (IEC751-2008); SILICONE CABLE LENGTH 10M | O-15722-00
O-15723-00 | TEMPERATURE PROBE PT100 DOUBLE ELEMENTS, 6 WIRES, DIAMETER 3MM, LENGTH 100MM; RANGE -50/600?C;MATERIAL: AISI321 (1.4541); PRECISION CLASS A (IEC751-2008); SILICONE CABLE LENGTH 10M | O-15723-00
O-15724-00 | TRIPHASE MICROMASTER INVERTER SERIES 440 0,37KW 3AC 380-480V; PART NO :3648 | O-15724-00
O-15725-00 | VACUUM CLAMP DAN BLIND 3/4 + GASKET | O-15725-00
O-15726-00 | VACUUM KIT SEAL; part number KK000315 | O-15726-00
O-15727-00 | VACUUM LEVEL SWITCH ; Vuototecnica ; DIGITAL VACUUM LEVEL SWITCH Code: 120511/P | O-15727-00
O-15728-00 | VACUUM PUMP WATER LINE FILTER; F4 ; | O-15728-00
O-15729-00 | VALVES AND CYLINDERS ACTUATORS ; SMC ; COMPACT BATTERY WITH NO. 9 VALVES N.C. 24VDC | O-15729-00
O-15730-00 | VENT FILTER CARTRIDGE ; MILLIPORE ; OPTISEAL CATRIDGE FILTER : LAGR04TP6 ;0.2 ?m | O-15730-00
O-15731-00 | KEYENCE; HIGH PRECISION OPTICAL FIBER SUPER TOUGH FLEX FIBERS-FU67V; PART NO :201021 | O-15731-00
O-15732-00 | KEYENCE AMPLIFIER SENSOR OPTICAL FIBER PNP OUTPUT CONNECTOR M8 FU-12 | O-15732-00
O-15733-00 | PRESSURE TRANSMITTER ; GEFRAN 0-10 BAR, PRECISION 0,25% FS; OUTPUT 4/20 MA, 24VDC, 2-WIRES AISI 316L; SERIAL NO. 12210317; CON 1 1/2 TRI-CLAMP, ELECT CON: 5-PIN - M12X1, IP67 | O-15733-00
O-15734-00 | WHEEL BEARING NATR 10 PP - INA; STERILINE: PART NO :200829 | O-15734-00
O-15786-00 | SG-1 Coiled Tubing W/3/8"FL Type : 1002-0161; ; ; | O-15786-00
O-15820-00 | General - MCB C60H 1 phase 1 pole 2 A; Schneider; -; 1 Pc | O-15820-00
O-15821-00 | MCB Schneider C60H 1 phase 1 pole 4 A 100000A - P/N : - pc | O-15821-00
O-15822-00 | General - MCB C60H 1 phase 1 pole 10 A; Schneider; -; 1 Pc | O-15822-00
O-15875-00 | Flexible Plate; Material = SUS316 L T= 1.2mm; ; ; | O-15875-00
O-15902-00 | Suction Cup capping size 6R; P/N : 011010; ; ; | O-15902-00
O-15905-00 | Temperature probe model PT100; single element, 3 wires diameter 3mm, length 250mm, Total silicone ca; ; ; | O-15905-00
O-15906-00 | O-Ring ID =252mm STRIPE DIAM 4 mm in Viton (Sleeve Glove cRABS); ; ; | O-15906-00
O-15911-00 | Fedegari FVA2/A1 - TAPPO DN35 ASTM; Code : PM102749; ; ; | O-15911-00
O-15912-00 | Fedegari FVA2/A1 - CLAMP DN34-DN35 (MICROCASTED); Code : GM100094; ; ; | O-15912-00
O-15913-00 | Fedegari FVA2/A1 - CENTERING RING DN35 CLAMP; Code : PP100897; ; ; | O-15913-00
O-15914-00 | Fedegari FVA2/A1 - O-RING 34.52x3.53; Code : CC150171; ; ; | O-15914-00
O-15915-00 | Fedegari FVA2/A1 - DN16 ASTM CAP; Code : PM102747; ; ; | O-15915-00
O-15916-00 | Fedegari FVA2/A1 - CLAMP DN10 1/2" (MICROCASTED); Code : GM100017; ; ; | O-15916-00
O-15917-00 | Fedegari FVA2/A1 - CENTERING RING DN16 CLAMP; Code : PP100907; ; ; | O-15917-00
O-15918-00 | Fedegari FVA2/A1 - O-RING 15.47x3.53 ; Code : CC150170; ; ; | O-15918-00
O-15919-00 | Temperature control Module PUM-A, MODEL PUMATCC1-0BY71; ; ; | O-15919-00
O-15920-00 | Digital Event I/O module PUM-E, model PUM ERYY1-0B072; ; ; | O-15920-00
O-15921-00 | Clamp Ferrule 1/2"; SS304; ; ; | O-15921-00
O-15931-00 | General - Double Tape 1" Merah; 3M; -; 1 Pc | O-15931-00
O-16006-00 | Pressure Gauge; BRO THOTERM; SF 250, Range 0 - 6 bar, Dial Size 63 mm, Accuracy 1.6, Connection size; ; ; | O-16006-00
O-16007-00 | Silicone Sucker 01.10.10; P/N : 201119; ; ; | O-16007-00
O-16030-00 | General - Dry box glove, 4/10 mm, CSM, 97800 Y 8.5 E4 5; Piercan; 1292; 10 pcs per pack | O-16030-00
O-16031-00 | Isolator Gloves E10330 Y 8 E4 4;000160; Material : CSM; Shape : E10; Size : 8; Thickness (mm) : 4/10; ; ; | O-16031-00
O-16032-00 | General - Sleeves M200/90 Y 550 E4 Bt5/5 BJ, Material : CSM; Shape : 200/90; Thickness (mm) : 4/10; Leng; Piercan; 1643; 1 Pc | O-16032-00
O-16032-00 | General - Sleeves M200/90 Y 550 E4 Bt5/5 BJ, Material : CSM; Shape : 200/90; Thickness (mm) : 4/10; Leng; Piercan; 1643; 1 Pc | O-16032-00
O-16033-00 | General - Isolator Gloves 000156; Material : CSM; Shape : E10; Size : 7; Thickness (mm) : 4/1; Piercan; E10330 Y 7 E4 4; 1 pc | O-16033-00
O-16033-00 | General - Isolator Gloves 000156; Material : CSM; Shape : E10; Size : 7; Thickness (mm) : 4/1; Piercan; E10330 Y 7 E4 4; 1 pc | O-16033-00
O-16077-00 | Kleenpak Emflon PFR 0.2 um PALL Part No. KA2PFRP1 pc | O-16077-00
O-16097-00 | FILTER KIT FOR 92XX/94XX MITRA PACK, PT P/N : A40989 pc | O-16097-00
O-16148-00 | O-Ring Silicone Red Uk.10.05 x 7.5 x 2.55; ; ; | O-16148-00
O-16149-00 | Freeze Dryer MBE1207 - Complete O-ring/Gasket for shelves below; ; 345x5.3;132x5.3;106x5.3;8x1.8;180x3.55; | O-16149-00
O-16150-00 | Freeze Dryer MBE1207 - Complete O-Ring/Gasket Set for main valve's below; ; 243x5.3; 100x5.3; | O-16150-00
O-16152-00 | Freeze Dryer MBE1207 - Circulation Pump Inlet Pressure Gauge Valve; CASTEL; 6110/23; Receiver Valve 1/4" SAE Flare + 3/8" NPT, Direct; | O-16152-00
O-16173-00 | O-RING T=3,53 :OR 4275 MVQ NT80-RED 39269097; Order No : 5022383; ; ; | O-16173-00
O-16174-00 | O-RING T=3,53 :OR 4400 MVQ70SH +M4 40169997 ; Order No : 5025024; ; ; | O-16174-00
O-16175-00 | O-RING T=3,53 :OR 4725 MVQ NT70-RED+M4 39269097; Order No : 5025020; ; ; | O-16175-00
O-16187-00 | Timing Belt Lbr. 55mm Pjg Keliling 420mm; ; ; | O-16187-00
O-16188-00 | Assembling external washing nozzle P/N 21025; Steriline; ; | O-16188-00
O-16189-00 | Assembling exernal drying nozzle P/N. 21029; Steriline; ; | O-16189-00
O-16281-00 | Washing RAR4 - Pusher Guide; ; ; | O-16281-00
O-16314-00 | Membrane Diaphragm Valve EPDM PTFE DN 4-15 p/n: 600 8M 5A-221 Gemu; ; ; | O-16314-00
O-16317-00 | FD Lyofast 10 - Oli Vaccum Ultragrade 20 Edwards; ; ; | O-16317-00
O-16318-00 | SED - Diaphragm spare MA8 EPDM/PTFE 00210.190.051.V | O-16318-00
O-16319-00 | SED - Stroke-Seal Adjuster and Manual Override p/n:024.14.025 | O-16319-00
O-16321-00 | General - 2/2 Way Diaphragm Valve Metal Aseptic; SED; 207.15.7.545.51.125.SF1; 1 Pc | O-16321-00
O-16334-00 | Regulator Nitrogen ( N2 ) YAMATO P/N : - pc | O-16334-00
O-16550-00 | Seidenader MS30 - FS Rotation Axis Lower Part p/n:VK-068000-00 | O-16550-00
O-16551-00 | Seidenader MS30 - FS Rotation Axis UpperPart p/n:VK-068048-06 | O-16551-00
O-16552-00 | Seidenader MS30 - Sealing Starwheel p/n:37-029122-22 | O-16552-00
O-16553-00 | Seidenader MS30 - Sealing Starwheel p/n:37-029122-22 | O-16553-00
O-16554-00 | Seidenader MS30 - Sealing Starwheel p/n:37-029122-25 | O-16554-00
O-16555-00 | Seidenader MS30 - Suction Cup Dia:16x19 (Standart) p/n:01-000413-20 | O-16555-00
O-16556-00 | Seidenader MS30 - O-ring Black p/n:00-000428-07 | O-16556-00
O-16557-00 | Seidenader MS30 - O-ring Black Dia:18x2 p/n:00-000428-34 | O-16557-00
O-16558-00 | Seidenader MS30 - Suction Cup Dia:11 (Standart) FSGA 11 M5 p/n:01-000413-18 | O-16558-00
O-16559-00 | Seidenader MS30 - Pressure Spring p/n:02-055865-00 | O-16559-00
O-16560-00 | Seidenader MS30 - Rubber Band 298X47X1 p/n:37-030151-39 | O-16560-00
O-16561-00 | Seidenader MS30 - Rubber Band 2X47X300 p/n:37-030151-38 | O-16561-00
O-16562-00 | Seidenader MS30 - Filter cartridge p/n:02.000413-79 | O-16562-00
O-16563-00 | Marchesini MA155 - Glue Gu, Gun E-dot + M14 Top Feed 35mm Nozzle Art p/n:7302217 Nordson | O-16563-00
O-16564-00 | Marchesini MA155 - Conveyor Belt FNI-5E ER 1110 X 75 (SIL) p/n:C721411175 | O-16564-00
O-16565-00 | Marchesini MA155 - Cylinder CQ2B 20-5 SSMC p/n:P115820005 | O-16565-00
O-16566-00 | Marchesini MA155 - Conveyor Belt NB-8E 1850 x 40 p/n:C720718540 | O-16566-00
O-16567-00 | Marchesini MA155 - Conveyor Belt 1380 x 40 HA p/n:C720713840 | O-16567-00
O-16568-00 | Marchesini MA155 - Toothed Belt 390 H 150 Gomma Nerra p/n:C262390150 | O-16568-00
O-16569-00 | Marchesini MA155 - Toothed Belt 202 L:100 Gomma Nerra p/n:C261202100 | O-16569-00
O-16570-00 | Marchesini MA155 - Conveyor Belt TS10 720 x 40 Habasit p/n:C720007240 | O-16570-00
O-16571-00 | Marchesini MA155 - Conveyor Belt TS10 570 x 40 Habasit p/n:C720005740; Habasit; C720005740; 1 Pc | O-16571-00
O-16572-00 | Marchesini MA155 - Conveyor Belt TS10 520 x 40 Habasit p/n:C720005240 | O-16572-00
O-16573-00 | Marchesini MA155 - Conveyor Belt TS10 290 x 40 Habasit p/n:C720002940 | O-16573-00
O-16574-00 | Marchesini MA155 - Toothed Belt 210 L:100 Gomma Nerra p/n:C261405100 | O-16574-00
O-16575-00 | Marchesini MA155 - Toothed Belt 210 L:075 Gomma Nerra p/n:C261210075 | O-16575-00
O-16576-00 | Marchesini MA155 - Assembled Roller p/n:2894R004 | O-16576-00
O-16577-00 | Marchesini MA155 - Wrapper BM2-025 p/n:P312100025 | O-16577-00
O-16578-00 | Marchesini MA155 - Cylinder D-C73CZ SMC p/n:P312100000 | O-16578-00
O-16579-00 | Marchesini MA155 - Bushing D. 6 D. 8 L.6 Glacier p/n:C120060806 | O-16579-00
O-16580-00 | Marchesini MA155 - Bushing 16E7 22X16 p/n:C110162216 | O-16580-00
O-16581-00 | Marchesini MA155 - Rear Bucket p/n:A892216014 | O-16581-00
O-16582-00 | Marchesini MA155 - Front Bucket p/n:A892216012 | O-16582-00
O-16583-00 | Marchesini MA155 - Polycord Belt MA150/5 p/n: 20P00192 | O-16583-00
O-16584-00 | Marchesini MA155 - Cylinder CRB2BW20-270SZ SMC p/n: P121220270 | O-16584-00
O-16585-00 | Marchesini MA155 - Right Contrast Tooth p/n: 27P00631 | O-16585-00
O-16586-00 | Marchesini MA155 - Inclined Left Tooth p/n:18990019 | O-16586-00
O-16587-00 | Marchesini MA155 - Inclined Right Tooth p/n:18990018 | O-16587-00
O-16588-00 | Marchesini MA155 - Leaflet Grippet p/n:A920000005 | O-16588-00
O-16589-00 | Carton Sealer - Spring 33 x 32 x 4 p/n:10141 | O-16589-00
O-16590-00 | Carton Sealer - Spring Front Arm Rubber Roller p/n:9510303 | O-16590-00
O-16591-00 | Carton Sealer - Spring 2.2 x 20.8 x 89 p/n:10096-2 | O-16591-00
O-16592-00 | Carton Sealer - Spring 2.0 x 20.8 x 89 10096-1 | O-16592-00
O-16593-00 | Carton Sealer - Cutter Blade 2inch p/n:10122 | O-16593-00
O-16594-00 | Carton Sealer - Spring 8.5 x 1 x 59 mm p/n:9510300 | O-16594-00
O-16595-00 | Carton Sealer - Spring 8.5 x 1 x 59 mm p/n:9510299 | O-16595-00
O-16596-00 | Carton Sealer - Spring 0.8 x 6.8 x 32 mm p/n:C4415000 | O-16596-00
O-16597-00 | Carton Sealer - Spring 10.2 x 1.2 x 62.5 mm p/n:20009 | O-16597-00
O-16598-00 | Carton Sealer - Spring 2 x 25 x 34 mm p/n:8044 | O-16598-00
O-16608-00 | Baterai Airsampler Minicapt 100 s/n MC12N014 | O-16608-00
O-16646-00 | Oring NBR OD: 162 mm T: 6.7 mm | O-16646-00
O-16647-00 | General - Oring Silicone Merah 23x18x2.5 mm; -; -; 1 Pc | O-16647-00
O-16658-00 | Cylinder Compact ADNGF-16-15-P-A FESTO P/N : 554214 pc | O-16658-00
O-16659-00 | Oring Silicone Merah OD: 352 mm T: 3.3 mm | O-16659-00
O-16706-00 | Capping VCM200 - Coupling for Encoder NBK MST 32 - P/N : - pc | O-16706-00
O-16715-00 | Membrane Diaphragm Valve EPDM PTFE DN 25 Gemu KRISNA DWI MITRA P/N : 600 25M 17 pc | O-16715-00
O-16725-00 | 3 Way Ball Valve SS304 3/4 inch c/w Pneumatic Actuator + Selenoid 24 VDC, NOCHRIDA SEJAHTERA, PT P/N : - set | O-16725-00
O-16731-00 | Autoclave Fedegari FVA2/A1 NB2963AT - KIT Ricambi Valv. DN10 ON-OFF FEDEGARI ASIA PTE LTD P/N : KK000301 pc | O-16731-00
O-16732-00 | Autoclave Fedegari FVA2/A1 NB2963AT - KIT Ricambi Valv. DN10 ON-OFF FEDEGARI ASIA PTE LTD P/N : KS000025 pc | O-16732-00
O-16752-00 | Marchesini FB220-PN. 7301604 MODULE,E.DOT+, 0,35MM NOZZLE Nordson; Nordson; ; | O-16752-00
O-16756-00 | Washing RAR4 - Tamper Resistant Screw IBNP5-10 | O-16756-00
O-16757-00 | Capping VCM200 - Coupling CPJ30-BL-10-10 | O-16757-00
O-16770-00 | Oring Silicone Merah 30.3 x 27.2 x 1.75 mm | O-16770-00
O-16771-00 | Oring Silicone Merah 19 x 15.5 x 1.75 mm | O-16771-00
O-16772-00 | Oring Silicone Merah 40.5 x 37.5 x 1.5 mm; ; ; | O-16772-00
O-16793-00 | Capping VCM200 - Gear Material Pom Hitam | O-16793-00
O-16798-00 | SMC - Tubing Anti Static TAU1065B-20 | O-16798-00
O-16826-00 | DEMISTER, part number 402; ; ; | O-16826-00
O-16827-00 | Gasket Oil Separator Part No. 401 | O-16827-00
O-16885-00 | Clamp Hose Alumunium Ferrule 1 inch EN14425-3 | O-16885-00
O-16886-00 | Clamp Hose Alumunium Ferrule 3/4 inch EN14420-3 | O-16886-00
O-16922-00 | Marchesini MA155-P/N. 018090090 Shaft; ; ; | O-16922-00
O-16943-00 | Tunnel ST1L - Potentiometer Model 10K 3turns P/n: 3757; ; ; | O-16943-00
O-16949-00 | Hepa Filter - H14 ( 99.999% ) size: 457x305x150 | O-16949-00
O-16958-00 | Marchesini MA155 - Kit Filter Saturn Melter 100 Mesh P/n: 1028305 | O-16958-00
O-16959-00 | Marchesini MA155 - Kit Filter 200 Mesh Saturn M14 P/n: 1045520 | O-16959-00
O-16960-00 | Marchesini MA155 - Green HMP Liquid 5 liter P/n: 90090104 | O-16960-00
O-16961-00 | FESTO - CRQS-1/8-6 p/n 162862 | O-16961-00
O-16979-00 | Freeze Dryer MBE1207 - Thermostatic Cooling Water AVTA15 Danfoss | O-16979-00
O-16980-00 | General - Diaphragm 40 mm ER Grade EPDM; Saunders; DA040ER M4; 1 Pc | O-16980-00
O-16980-00 | General - Diaphragm 40 mm ER Grade EPDM; Saunders; DA040ER M4; 1 Pc | O-16980-00
O-16981-00 | General - Diaphragm 25 mm ER Grade EPDM; Saunders; DA025ER M4; 1 Pc | O-16981-00
O-16981-00 | General - Diaphragm 25 mm ER Grade EPDM; Saunders; DA025ER M4; 1 Pc | O-16981-00
O-16982-00 | Freeze Dryer MBE1207 - Diaphrapm DA008ER M4 Saunders CIPTA SOLUSI ANDALAN, PT P/N : - pc | O-16982-00
O-16984-00 | Freeze Dryer MBE1207 - Butterfly Valve SS316 DN65 P/n: EB14-00067 BRAY; ; ; | O-16984-00
O-17011-00 | Parallel Keys MISUMI P/N : KET3 pc | O-17011-00
O-17030-00 | cRABS Z064CR - Treaded Three Port Seat Valve VOBG320 3/4inch G | O-17030-00
O-17067-00 | Washing RAR4 - Rotating Pincer Pneumatic Clyinder With Protective Cap P/n: 12636 | O-17067-00
O-17068-00 | Washing RAR4 - Pincers Jaws 4 Positions 10R Vial Neck d=15.5 HARRISA CIPTARINDO ENGINEERING, CV. P/N : - pc | O-17068-00
O-17069-00 | Washing RAR4 - Pincers Jaws for Vial 20mL & 25mL HARRISA CIPTARINDO ENGINEERING, CV. P/N : - pc | O-17069-00
O-17070-00 | Washing RAR4 - Pincers Jaws for Vial 50mL | O-17070-00
O-17071-00 | Washing RAR4 - Pincers Jaws for Vial 6mL HARRISA CIPTARINDO ENGINEERING, CV. P/N : - pc | O-17071-00
O-17072-00 | Capping VCM200 - Washer for Capping Rotating Plate P/n: 307842; ; ; | O-17072-00
O-17073-00 | Capping VCM200 - Plate HARRISA CIPTARINDO ENGINEERING, CV. P/N : 307790 pc | O-17073-00
O-17129-00 | IMA CLU EK2046 Welded Bellow For Unloading Pusher 316L ST100*65 | O-17129-00
O-17209-00 | Oring Silicone Merah 20 x 15.5 x 2 mm | O-17209-00
O-17242-00 | Belt HTD 720-5M-95mm + Lapisan Blue Sponge 6mm DIAN BATARA INTI, PT P/N : - set | O-17242-00
O-17243-00 | Selang Flexible Vaccum 40 mm | O-17243-00
O-17279-00 | Compact Cylinder ADVULQ-20-110-P-A Festo P/n: 156102 | O-17279-00
O-17285-00 | Freeze Dryer MBE1207 - Main Valve Bellow SUS316L ST105*75; ; ; | O-17285-00
O-17287-00 | Sleeve and Gloves Y1524-S Port : 7inch Material: CSM Thickness: 0.4mm Piercan | O-17287-00
O-17313-00 | Breathing Circuit Filter BB50T PALL | O-17313-00
O-17376-00 | Autoclave Fedegari FOF / 6 AC - Kit DN22 Valve Mod; p/n: KK000310; ; ; | O-17376-00
O-17393-00 | Autoclave Fedegari FOF / 6 AC - O-Ring 6.02x2.62; p/n. CC150168; ; ; | O-17393-00
O-17395-00 | Autoclave Fedegari FOF / 6 AC - O-Ring 10.78x2.62; p/n. CC150169; ; ; | O-17395-00
O-17399-00 | Autoclave Fedegari FOF / 6 AC - O-RING21.82x3.53 ; p/n CC150010; ; ; | O-17399-00
O-17420-00 | Diaphragm Silicone Platinum Cured NA25/26 NovaSeptic | O-17420-00
O-17534-00 | Oring Viton 234x5.3 mm; ; ; | O-17534-00
O-17535-00 | Hepa-Filter, Miele PRIMA INSTRUMENT ANALITIKA, PT P/N : 10083920 pc | O-17535-00
O-17597-00 | Guide Belt Model : FRB-7701 Hualian | O-17597-00
O-17640-00 | Ruber Whell Silicone Model : FRB-770i Hualian | O-17640-00
O-17669-00 | INPRO 6860i/12/120/nA, Operating Range : 8 ppb - 60% O2 Sat. Measured Pressure Resistance : 0 bar - METTLER TOLEDO INDONESIA, PT P/N : - pc | O-17669-00
O-17712-00 | Socket Controller 8 pin - P/N : - pc | O-17712-00
O-17729-00 | Dry Fog - Stainless steel way adapter (new type) MULTITRADE GOLDEN SYNERGY, PT P/N : 47049-234S pc | O-17729-00
O-17730-00 | Dry Fog - Inner Gasket; P/N. 43100-106; ; ; | O-17730-00
O-17732-00 | Dry Fog - O-ring P4 MULTITRADE GOLDEN SYNERGY, PT P/N : 43100-082 pc | O-17732-00
O-17810-00 | 25TC PTFE Diaphragm for Flush Bottom Outlet Valve NA25/25; ; ; | O-17810-00
O-17812-00 | Filter LSC Photometer ATI 2i P/N : 5500180-B | O-17812-00
O-17831-00 | Gear Door Autoclave, HARRISA CIPTARINDO ENGINEERING, CV P/N : - pc | O-17831-00
O-17832-00 | Washing RAR4 - Outfeed Teflon Left; ; ; | O-17832-00
O-17833-00 | Washing RAR4 - Outfeed Teflon Right; ; ; | O-17833-00
O-17836-00 | Manual Actuator SS316L type: 612 GEMU | O-17836-00
O-17842-00 | Membrane Diaphragm Valve EPDM DN 25 p/n: 600 25M 17 Gemu | O-17842-00
O-17938-00 | Misumi - Casters CGAN65-M | O-17938-00
O-17960-00 | Mixer Male Bearing, GMP, pH Range: pH1 pH14, 1/pack; NovAseptic; ; | O-17960-00
O-17988-00 | Cam Follow (Idle Pin); INA; KR16-X-PP-A; pc | O-17988-00
O-17995-00 | Freeze Dryer MBE1207 - Slot Door Vacuum Gasket dia.12.7 P/N : EB41-00517; ; ; | O-17995-00
O-17996-00 | Freeze Dryer MBE1207 - Slot Door Pressure Gasket P/N : EDF01-02008; ; ; | O-17996-00
O-17997-00 | Freeze Dryer MBE1207 - Mushroom Seal P/N : EBSF0005AR0; ; ; | O-17997-00
O-17998-00 | Freeze Dryer MBE1207 - Main Door Gasket P/N : EB41-00568; ; ; | O-17998-00
O-18009-00 | Silincer SMC P/N : AN30-03 | O-18009-00
O-18010-00 | Fitting SMC P/N : KQ2H08-03AS | O-18010-00
O-18011-00 | Air Filter SMC P/N : AF40-04-A | O-18011-00
O-18041-00 | Bearing 624 ZZ; SKF; ; | O-18041-00
O-18043-00 | Name Plate For Sampling Point Material SS304 25x70x0.3mm | O-18043-00
O-18055-00 | Robot Casepacker - Suction cup; VB17. single below; diameter Cup 17 mm; Vmeca; -; 1 Pc | O-18055-00
O-18094-00 | Freeze Dryer MBE1207 - Orifice 0,3 Danfoss; ; ; | O-18094-00
O-18108-00 | Freeze Dryer MBE1207 - Therm.Exp.Valve TE2 R404A/R507A 068Z3403; DANFOSS; ; | O-18108-00
O-18120-00 | Capping VCM200 - Lock Nut Cramping; ; ; | O-18120-00
O-18124-00 | Mixing Tank Adam - USM T60 Impeller with 20mm Silicon Carbide, G10-012; ; ; | O-18124-00
O-18125-00 | Mixing Tank Adam - USM T60 Male Bearing Pin 20mm Silicon Carbide, G20-008; ; ; | O-18125-00
O-18165-00 | Water Spray Gun (1/4") SG-1-01; PARKER; ; | O-18165-00
O-18166-00 | Flow Meter 1-10 CMH LZQ-7 | O-18166-00
O-18175-00 | Freeze Dryer MBE1207 - Tefflon Self | O-18175-00
O-18192-00 | SMC - Tubing Anti Static TAS1208B-20 | O-18192-00
O-18209-00 | Oring Viton Dia. 170 x 6,99mm; ; ; | O-18209-00
O-18218-00 | Mata Reject Station Material Pom | O-18218-00
O-18229-00 | Assy Reject Station Material Pom | O-18229-00
O-18344-00 | Capping VCM200 - Roller trimmer D=48X18 inclination=7 for alucap D=20; ; ; | O-18344-00
O-18345-00 | Silicon suction cup 01.11.16 PN: 202082; ; ; | O-18345-00
O-18345-00 | Silicon suction cup 01.11.16 PN: 202082; ; ; | O-18345-00
O-18346-00 | Tunnel ST1L - Junction (15x15mm L=23,5mm) CA system Tight Door; ; ; | O-18346-00
O-18347-00 | Tunnel ST1L - Silicone Inflatable Gasket AIRMATIC AIR 1055 MVQ Centre length:1312 mm; ; ; | O-18347-00
O-18348-00 | Tunnel ST1L - Connections AISI 304 - 1/8 Inch for Tunnel Inflatable Gasket Substitution Dia. Tube 6; ; ; | O-18348-00
O-18349-00 | Gas Spring Stabilus Lift-o-mat 065641 0500N; ; ; | O-18349-00
O-18350-00 | Oring EDM 100x105x2.5 mm | O-18350-00
O-18351-00 | Oring Silicone 3.1x19.4x25.6 mm | O-18351-00
O-18356-00 | General - Pipa SS 304 Ornament 2,5 inch Uk. 1.2mm x 6 Mtr; No Brand; ; 1 Pc = 1 Batang | O-18356-00
O-18388-00 | Membrane Valve PTFE/EPDM DN15 type 612 GEMU; ; ; | O-18388-00
O-18428-00 | Roda Vertikal Blind Runner and Spacer dan Cor d Driver Runner | O-18428-00
O-18445-00 | Tunnel ST1L - Oufeed Guide POM White | O-18445-00
O-18446-00 | General - Silicone Guide Infeed; Custom/Lokal; -; 1 Pc | O-18446-00
O-18447-00 | General - Silicone Guide Outfeed; Custom/Lokal; -; 1 Pc | O-18447-00
O-18455-00 | Clamp Selang SS304 7/8" (8-22mm); ; ; | O-18455-00
O-18456-00 | Oring Material Viton Dia. 170 x 6.99 mm | O-18456-00
O-18504-00 | Baut hexagonal ss M6x15mm+Mur+Ring; ; ; | O-18504-00
O-18559-00 | FD Lyofast 10 - Vacuum Regulating Valve EB22-00710 Disused:0248A-5000SV+1249A Replaced by:MKS_0248D,; ; ; | O-18559-00
O-18560-00 | FD Lyofast 10 - hydraulically Balanced Valve EB02-00595 Disused:CMB 20/T-N_FLUCOM Replaced by:M8596N; ; ; | O-18560-00
O-18686-00 | Autoclave Fedegari FVA2/A1 NB2963AT - DN6-8 CLAMP P/N: GM100029; ; ; | O-18686-00
O-18687-00 | Autoclave Fedegari FVA2/A1 NB2963AT - DN10/DN16 CLAMP P/N: GM100017; ; ; | O-18687-00
O-18688-00 | Autoclave Fedegari FVA2/A1 NB2963AT - DN20/DN22 CLAMP P/N: GM100067; ; ; | O-18688-00
O-18690-00 | Autoclave Fedegari FVA2/A1 NB2963AT - DN48/DN50 CLAMP P/N: GM100049; ; ; | O-18690-00
O-18691-00 | Autoclave Fedegari FVA2/A1 NB2963AT - DN6 Blind CAP P/N: PM101233; ; ; | O-18691-00
O-18692-00 | Autoclave Fedegari FVA2/A1 NB2963AT - DN10 Blind CAP P/N: PM102746; ; ; | O-18692-00
O-18693-00 | Autoclave Fedegari FVA2/A1 NB2963AT - DN16 Blind CAP P/N:PM102747; ; ; | O-18693-00
O-18694-00 | Autoclave Fedegari FVA2/A1 NB2963AT - DN22 Blind CAP P/N: PM102748; ; ; | O-18694-00
O-18775-00 | General - Round Bar SS 8 MM; ; ;; -; -; 1 Pc | O-18775-00
O-18827-00 | Side Arms kit; Sanco; P/N : EPT012551; | O-18827-00
O-18870-00 | Oring Silicone Merah 18.4x13x2.7 mm; ; ; | O-18870-00
O-18876-00 | Oring Silicone Merah 40.6x37x1.8 mm; ; ; | O-18876-00
O-18878-00 | Filling VFM100 - Load Cell Bridge Holder; ; ; | O-18878-00
O-18890-00 | Freeze Dryer MBE1207 - SV102 Valve body 032L1212(Replace the old model 032F1212) EVR6 3/8 Inch p/n:; DANFOSS; ; | O-18890-00
O-18891-00 | Freeze Dryer MBE1207 - SV102 Coil 018F6857 DC24V p/n: EB15-00306; DANFOSS; ; | O-18891-00
O-18892-00 | Freeze Dryer MBE1207 - MV1161 Receiver Valve, 1/4 Inch SAE Flare 1/4 Inch NPT Direct p/n: EB15-00321; ; ; | O-18892-00
O-18893-00 | Freeze Dryer MBE1207 - MV1250 Angle Valve 1x3/4 Inch-12UNF 1x3/8 Inch ODF p/n:EB15-00755; BITZER; ; | O-18893-00
O-18897-00 | Oring Silicone 50x39.4x5.3 mm; ; ; | O-18897-00
O-18912-00 | Freeze Dryer MBE1207 - Pneumatic Actuator 92-063-11300-532 Double Actuating P/n: EB14-00083; BRAY; ; | O-18912-00
O-18913-00 | Freeze Dryer MBE1207 - Valve Body S20 DN40 ANSI150 Flg BODY:CI DISC:316SS STEM 316SS P/n: EB14-00064; BRAY; ; | O-18913-00
O-18914-00 | Freeze Dryer MBE1207 - Valve Body S20 DN40 ANSI150 Flg BODY:CI DISC:316SS Mirror finish STEM 316SS P; ; ; | O-18914-00
O-18915-00 | Freeze Dryer MBE1207 - Pneumatic Actuator 93-0635FC-11300-532 P/n: EB14-00085; BRAY; ; | O-18915-00
O-18916-00 | Freeze Dryer MBE1207 - Valve Body S20 DN25 ANSI150 Flg BODY CI DISC:316SS STEM 316SS P/n: EB14-00063; BRAY; ; | O-18916-00
O-18917-00 | Freeze Dryer MBE1207 - OIL COOLING WATER REGULATOR 003N0107 AVTA15 G 1/2 Inch Kv=1.9m3/h Temperature; DANFOSS; ; | O-18917-00
O-18918-00 | Freeze Dryer MBE1207 - Oil Cooling Heat Exchanger B25THx20/1P-SC-S; SWEP; ; | O-18918-00
O-18929-00 | Freeze Dryer MBE1207 - FILTER Cartridge SANRONG FILTER ELEMENT for SFR487T Housing P/N : EDF16-01060; ; ; | O-18929-00
O-18961-00 | Capping VCM200 - Blade; ; ; | O-18961-00
O-18962-00 | Capping VCM200 - Adjuster Screw Blade; ; ; | O-18962-00
O-18963-00 | Capping VCM200 - Clamp Holder; ; ; | O-18963-00
O-18964-00 | Capping VCM200 - Holder; ; ; | O-18964-00
O-18965-00 | Capping VCM200 - Spring Head; ; ; | O-18965-00
O-18966-00 | Capping VCM200 - Ring Washer; ; ; | O-18966-00
O-18967-00 | Capping VCM200 - Washer A; ; ; | O-18967-00
O-18968-00 | Capping VCM200 - Washer B; ; ; | O-18968-00
O-18987-00 | Freeze Dryer MBE1207 - Oil Compressor RL 46H @5 Liter; EMKARATE; ; | O-18987-00
O-19003-00 | Misumi - Oil Free Bush JZF8-6; ; ; | O-19003-00
O-19005-00 | Misumi - Linear Shaft PSFAA8-46-F11-P6-M3-N3; ; ; | O-19005-00
O-19039-00 | Vent Filter Feed Water Tank; KA1V002PV3; KP 1 Emflon II Capsule 0.2 m; KLEENPAK; PALL; ; | O-19039-00
O-19072-00 | cRABS Z064CR - Vibrating Screen 15 Micron (905x570mm) x (935x615mm) + Frame 3mm Material: SS316; ; ; | O-19072-00
O-19073-00 | cRABS Z064CR - Vibrating Screen 15 Micron (570x900mm) x (610x935mm) + Frame 3mm Material: SS316; ; ; | O-19073-00
O-19074-00 | cRABS Z064CR - Vibrating Screen 15 Micron (520x570mm) x (615x555mm) + Frame 3mm Material: SS316; ; ; | O-19074-00
O-19075-00 | cRABS Z064CR - Vibrating Screen 15 Micron (645x565mm) x (610x670mm) + Frame 3mm Material: SS316; ; ; | O-19075-00
O-19076-00 | cRABS Z064CR - Vibrating Screen 15 Micron (510x725mm) x (540x770mm) + Frame 3mm Material: SS316; ; ; | O-19076-00
O-19077-00 | Autoclave Fedegari FVA2/A1 NB2963AT - Gasket Safety Valve; ; ; | O-19077-00
O-19141-00 | Fitting Pneumatic QS 6mm x 1/8 inch Female; ; ; | O-19141-00
O-19145-00 | UPS Riello - Type Sentinel Pro SEP2200 Capacity : 2.2 KVA; ; ; | O-19145-00
O-19162-00 | Shaft Pengunci AlphaPort; Lokal; ; | O-19162-00
O-19164-00 | LINEAR SHAFT PSSFG12-306; Misumi; ; | O-19164-00
O-19211-00 | Freeze Dryer MBE1207 - Thermal Expansi Valve TE 2 3/8 Inch (In)1/2 Inch (Out) 068Z3411; Danfoss; ; | O-19211-00
O-19212-00 | Freeze Dryer MBE1207 - Orifice No. 03 068-2006; Danfoss; ; | O-19212-00
O-19213-00 | Freeze Dryer MBE1207 - Orifice 04 for Expansi Valve TE5 067B2792; Danfoss; ; | O-19213-00
O-19214-00 | Freeze Dryer MBE1207 - Expansi Valve TE 5 067B3343 R404A/R507; Danfoss; ; | O-19214-00
O-19255-00 | Spring Tekan SS304 ID 10mm, OD 16mm, Tebal 3mm, Panjang 71.35mm; ; ; | O-19255-00
O-19256-00 | Grendel Pintu Sliding Stanless Steel; ; ; | O-19256-00
O-19287-00 | Minihelic Differensial Pressure Gauge Model 2-5000-2KPA; Dwyer; ; | O-19287-00
O-19288-00 | Gasket Gloves Leak Tester Port Mixing; GEMA; ; | O-19288-00
O-19339-00 | Oring 2,5x6x11 mm, Material EPDM; ; ; | O-19339-00
O-19340-00 | Washing RAR4 - Guide Rell Outfeed, Machining Plate Material Pom Putih; ; ; | O-19340-00
O-19341-00 | Washing RAR4 - Set Giude Rell Outfeed, Machining Plate Material Pom Putih; ; ; | O-19341-00
O-19342-00 | Washing RAR4 - Pendorong Pusher Outfeed, Machining Plate Material Pom Putih; ; ; | O-19342-00
O-19343-00 | General - HEPA filter H14 minipleat, size: 915x762x69 Class (EN 1822)- 99,995% MPPS; Hencolin; -; 1 Pc | O-19343-00
O-19344-00 | HEPA filter minipleat, size: 762x610x69 Class (EN 1822) : H14 - 99,995% MPPS; ; ; | O-19344-00
O-19345-00 | General - Minipleat filters panel F781, size: 610x305x292 Class (EN 1822) : H14 - 99,995% MPPS; Hencolin; -; 1 Pc | O-19345-00
O-19346-00 | HEPA filter minipleat, size: 1220X610X93 H14; ; ; | O-19346-00
O-19347-00 | HEPA filter minipleat, size: 1220X610X93 H13; ; ; | O-19347-00
O-19348-00 | Flow Sensor for Aerosol Photometer ATI 2i PN: 5300167; ; ; | O-19348-00
O-19350-00 | Filter LSC For Aerosol Photometer ATI 2i PN: 5500180; ; ; | O-19350-00
O-19372-00 | Washing RAR4 - Needle PW, OD.15mmx123mm, Material SS 319; ; ; | O-19372-00
O-19372-00 | Washing RAR4 - Needle PW, OD.15mmx123mm, Material SS 319; ; ; | O-19372-00
O-19373-00 | Washing RAR4 - Guide Vial Turn Table, OD.161mm x tebal 12mm, Material Nylon; ; ; | O-19373-00
O-19379-00 | Oli Refrigeration; Xaerus; XR 534-46; | O-19379-00
O-19380-00 | Minipleat filters panel F781, size: 610x610x292 Class (EN 1822) : H14 - 99,995% MPPS; Hencolin; ; | O-19380-00
O-19381-00 | General - HEPA filter H14 minipleat, size: 305x305x69 Class (EN 1822)- 99,995% MPPS; Hencolin; -; 1 Pc | O-19381-00
O-19382-00 | HEPA filter minipleat, size: 457x610x69 Class (EN 1822) : H14 - 99,995% MPPS; Hencolin; ; | O-19382-00
O-19383-00 | HEPA filter minipleat, size: 762x457x69 Class (EN 1822) : H14 - 99,995% MPPS; Hencolin; ; | O-19383-00
O-19384-00 | HEPA filter minipleat, size: 203x203x69 Class (EN 1822) : H14 - 99,995% MPPS; Hencolin; ; | O-19384-00
O-19385-00 | HEPA FILTER 610 x 610 x 305 Class: F9 - 90-95%; Hencolin; ; | O-19385-00
O-19386-00 | HEPA FILTER 610 x 610 x 305 Class: H14 - 99,999%; Hencolin; ; | O-19386-00
O-19387-00 | HEPA filter minipleat, size: 610X610X69 H14; Hencolin; ; | O-19387-00
O-19388-00 | HEPA filter minipleat, size: 610X610X93 H14; Hencolin; ; | O-19388-00
O-19389-00 | HEPA filter minipleat, size: 610X305X93 H14; Hencolin; ; | O-19389-00
O-19390-00 | HEPA filter minipleat, size: 610X610X93 H13; Hencolin; ; | O-19390-00
O-19391-00 | HEPA filter minipleat, size: 610X305X93 H13; Hencolin; ; | O-19391-00
O-19392-00 | HEPA filter minipleat, size: 305X305X93 H13; Hencolin; ; | O-19392-00
O-19393-00 | Marchesini MA155 - BOCC. Scorrim. Antirotaz. D. 12 Bushing; ; A108121820; | O-19393-00
O-19394-00 | Marchesini MA155 - Testina Spingitore Head at Size; ; 3M0YI010003; | O-19394-00
O-19395-00 | Marchesini MA155 - STGM. Lama-Portalama Pusher Blade; ; 3M0YI040010; | O-19395-00
O-19396-00 | Capping VCM200 - Bracket Dudukan Sensor; ; ; | O-19396-00
O-19419-00 | Oli Vacuum Pump 330ml; Value; ; | O-19419-00
O-19422-00 | Baut Hexagonal SS304 M4 X 30mm+Mur+Ring; ; ; | O-19422-00
O-19423-00 | Baut Hexagonal SS304 M6 X 30mm+Mur+Ring; ; ;; ; ; | O-19423-00
O-19424-00 | General - Baut Hexagonal, SS 304, M6 x 20 mm + Mur + Ring; No Brand; -; 1 pcs | O-19424-00
O-19425-00 | Baut SS L M6 x 30 mm + Mur + Ring; ; ;; ; ; | O-19425-00
O-19426-00 | Baut SS L M3 x 20 mm + Mur + Ring; ; ;; ; ; | O-19426-00
O-19427-00 | General - Baut L, SS, M3 x 30 mm + Mur + Ring; No Brand; -; 1 pcs | O-19427-00
O-19428-00 | Baut SS L M4 x 20 mm + Mur + Ring; ; ;; ; ;; ; ; | O-19428-00
O-19429-00 | General - Baut L, SS, M4 x 10 mm + Mur + Ring; No Brand; -; 1 pcs | O-19429-00
O-19430-00 | General - Baut L, SS, M5 x 20 mm + Mur + Ring; No Brand; -; 1 pcs | O-19430-00
O-19431-00 | General - Baut L, SS, M8 x 30 mm + Mur + Ring; No Brand; -; 1 pcs | O-19431-00
O-19432-00 | Baut SS L M8 x 20 mm + Mur + Ring; ; ;; ; ;; ; ; | O-19432-00
O-19510-00 | Reducer Tembaga 1 5/8 Inch x 1 3/8 Inch; Lokal; ; 1 Pcs | O-19510-00
O-19511-00 | Reducer Tembaga 1 3/8 Inch x 7/8 Inch; Lokal; ; 1 Pcs | O-19511-00
O-19512-00 | Gasket Uk. 1,5 mm x 100 cm x 100 cm; Klingersil; C-4400; | O-19512-00
O-19521-00 | Ball Valve 7/8 inch; Castel; ; | O-19521-00
O-19588-00 | Press Gauge 0-250 psi, Dia 2,5 inch, Drat 1/4 inch; No Brand; ; | O-19588-00
O-19589-00 | Press Gauge 0-500 Psi, Dia 2.5 Inch, Drat 1/4 Inch; No Brand; ; | O-19589-00
O-19590-00 | Manifold Gauge, Hose 1.5 mtr; Tasco; ; | O-19590-00
O-19591-00 | Grease for High Vacuum GR AR555; Kluber; ; | O-19591-00
O-19678-00 | Printhead Engine 60 Micron; ; P/N : 399-422; | O-19678-00
O-19679-00 | Part Lock Autoclave OD dia 12, p 55, material kuningan; Custom; ; | O-19679-00
O-19680-00 | Oring EPDM 5,02 x 19,58 x 29,51 mm; Custom; ; | O-19680-00
O-19685-00 | Coupling HRC Complete; STARKZ; 090FF; | O-19685-00
O-19686-00 | Rubber Coupling HRC; Lokal; ; | O-19686-00
O-19687-00 | Tapper Bush Uk. 1108x16 mm; Lokal; ; | O-19687-00
O-19688-00 | Spares Kit Motor Replacement GV80; Edwards; P/N : A70212805; | O-19688-00
O-19689-00 | Routine Maintenance Kit GV80; Edwards; P/N : A70212825; | O-19689-00
O-19690-00 | Per Tekan SS304 ID 3,5 x OD 4,5 x P 53,5 mm; Lokal; ; | O-19690-00
O-19691-00 | Capping VCM200 - Dudukan Sensor Counter 105 x 85 x 20 mm; Custom; ; | O-19691-00
O-19692-00 | Capping VCM200 - Box Counter SS 304 130 x 150 x 165 mm; Custom; ; | O-19692-00
O-19693-00 | Bracket Dudukan Sensor Zometa 20 x 20 x 42 mm; Custom; ; | O-19693-00
O-19740-00 | HB Series H13 99,99%, on 0.3 Micron, Size 592 x 592 x 292 mm; IAF; ; | O-19740-00
O-19777-00 | Freeze Dryer MBE1207 - Silicone O-ring 243x5.3 for main valve bellows; ; EB41-00314; | O-19777-00
O-19779-00 | Part Tunnel Qualifikasi Uk. 735x 450x 245, Material SUS 304; Custom; ; | O-19779-00
O-19780-00 | Stand Print Head Video Jet Uk. 1248 x 1165 mm Material SUS 304; Custom; ; | O-19780-00
O-19781-00 | Shaft Bearing Rod End Pusher Cartoning M6 x 110 Material SUS 304; Custom; ; | O-19781-00
O-19782-00 | Shaft Pusher Cartoning Marchesini Uk. 16 x 530; Custom; ; | O-19782-00
O-19783-00 | Washing RAV4 - Strainer Drain Recycle Tank Uk 32 x 30 Material SUS 304; Custom; ; | O-19783-00
O-19784-00 | Wadah Vial 6 R Uk. 48x 115x 285 Material Akrilik; Custom; ; | O-19784-00
O-19785-00 | Roda Trolley Autoclave Uk. 152,2 x 30 mm; Custom; ; | O-19785-00
O-19786-00 | Head Pusher Cartoning Uk. 15x 22x 51 mm Material SUS 304; Custom; ; | O-19786-00
O-19796-00 | Blind Plate for Clamp KF16 SS304; ; ; | O-19796-00
O-19797-00 | Dudukan Sensor Autoclave Material SUS 316L; Custom; ; | O-19797-00
O-19798-00 | Clamp Vacuum KF16 Alumunium; ; ; | O-19798-00
O-19810-00 | Freeze Dryer MBE1207 - Gasket Teflon Uk. 45x41x1.5; Custom; ; | O-19810-00
O-19822-00 | Flexible Front End 916 - (125.0 - 125.0) | O-19822-00
O-19829-00 | Pusher 50 H Cartoning | O-19829-00
O-19848-00 | Pneumatic ball valve_1 inch weldedWORCESTEREDF50-00196 | O-19848-00
O-19849-00 | Sabuk Tangki MixingCustom | O-19849-00
O-19861-00 | Bearing Cam Follower KR16-PP-AINA | O-19861-00
O-19862-00 | Capping VCM200 - Transfer Plate material SS304Custom | O-19862-00
O-19866-00 | Grill Fan (cover kipas) 12x12 cm | O-19866-00
O-19894-00 | Capping VCM200 - Guide Starwheel Vial Pom hitam 319x329x17 mm; Custom; ; | O-19894-00
O-19901-00 | Freeze Dryer MBE1207 - New Seat Valve Dia 36x22x7; Custom/Lokal; -; 1 pc | O-19901-00
O-19911-00 | CC600L Machine - Coil Evaporator Uk. 40 cm x 15 x 15, Material Tembaga; Custom/Lokal; -; 1 Unit | O-19911-00
O-19912-00 | Pipa N2 Mixing SUS 316 dia 1/2 & 1 inch, uk 248x50 mm; Custom; ; | O-19912-00
O-19953-00 | Dudukan Cover Motor 243x320x550 mm, Mat SUS 304; Custom; ; | O-19953-00
O-19954-00 | Dudukan Sensor Counter 2x100x100 mm, Mat. SUS 304; Custom; ; | O-19954-00
O-19981-00 | FD S/N MBE1207 - Proportional Directional Valve DSE3F-A08/11N-D12K1; Duplomatic; EB02-00380; | O-19981-00
O-19982-00 | FD S/N MBE1207 - Directional Valve XDC3C03N1FS42; Aron; ; | O-19982-00
O-19983-00 | FD S/N MBE1207 - Pneumatic Ball Valve WA 100DM G1/4 inch Double Action; ; EB14-00098; | O-19983-00
O-20026-00 | Freeze Dryer MBE1207 - Temperature Probe PT100 DIN 43760 316 SS Teflon AWG #26 Class A; Minco; S102037PM3R120; | O-20026-00
O-20040-00 | Mixing Tank Adam MV - Impeller Silicon Carbide SS 316L USM T10; Novaseptic; G10-015; | O-20040-00
O-20041-00 | Capping VCM200 - Bearing NKIA5902; INA; ; | O-20041-00
O-20093-00 | Washing RAR4 - Dudukan Selang WFI Washing 20x45x35; Custom/Lokal; ; 1 Pc | O-20093-00
O-20094-00 | Washing RAR4 - Plate Washing Spraying 166x20mm,; Custom/Lokal; ; 1 Pc | O-20094-00
O-20104-00 | General - Bearing 61926; SKF; ; 1 Pc | O-20104-00
O-20105-00 | General - Bearing 51104; SKF; ; 1 Pc | O-20105-00
O-20106-00 | General - Bearing 32011 X; SKF; ; 1 Pc | O-20106-00
O-20117-00 | General - Oil Seal TC 140x170x12; No Brand; ; 1 Pc | O-20117-00
O-20118-00 | General - Oil Seal TC 150x180x12; No Brand; ; 1 Pc | O-20118-00
O-20119-00 | General - Oil Seal TC 70x90x10; No Brand; ; 1 Pc | O-20119-00
O-20120-00 | General - Belt T10 840 25 MM; Optibelt; ; 1 Pc | O-20120-00
O-20211-00 | Freeze Dryer MBE1207 - FV401 Butterfly valve support 9611416470; Alfalaval; EB50-00047; 1 Pc | O-20211-00
O-20230-00 | Washing RAV4 - Black Arm Mat. SUS 304; Custom/Lokal; -; 1 Pc | O-20230-00
O-20231-00 | Washing RAV4 - Base Black Arm Mat. VCN; Custom/Lokal; -; 1 Pc | O-20231-00
O-20289-00 | Capping Machine - LACI PART & TUTUP SAMPING LEMARI (Plat SS304 Uk. 0.8 dan 1.2); Custom/Lokal; -; 1 Unit | O-20289-00
O-20292-00 | Strainer Machine - Strainer Crabs CR4 Capping 18X20 mm Custom/Lokal | O-20292-00
O-20294-00 | Autoclave - Oring 70 x 59 x 5.5 mm Viton Custom/Lokal - | O-20294-00
O-20296-00 | General - Rotating Pincer Pneumatik SMC MRHQ20D-180S-DIN00358 | O-20296-00
O-20297-00 | Autoclave Fedegari Fva/A1 - Oring Viton OD. 15 mm, ID. 15 mm, Tebal 2 mm Custom/Lokal - | O-20297-00
O-20298-00 | Marchesini Ma155 - Belt Conveyor PU UOUO 1120 x 75 x 1.1 mmE Custom/Lokal - | O-20298-00
O-20299-00 | Mixing Tank - Tatakan Sampling Duran 100 57 x 101,6 x 155 mm Custom/Lokal - | O-20299-00
O-20300-00 | Mixing Tank - Tatakan Sampling Duran 200 70 x 110 x 40 mm Custom/Lokal - | O-20300-00
O-20357-00 | General - Stand Display Timbangan Weighing Booth 120x50x1140 mm;Custom/Lokal; -; | O-20357-00
O-20396-00 | Autoclave Fedegari FOF5/9A - Tray Pelindung Kabel 30x40x900 mm Mat. SUS304;Custom/Lokal; -; | O-20396-00
O-20475-00 | Freeze Dryer MBE1207 - Oring Silicone 5x39x49 mm LPRV; Custom/Lokal; -; 1 pc | O-20475-00
O-20484-00 | Mixing Tank Adam - Tray Kabel 30x50x1000 mm; Custom/Lokal; -; 1 Pc | O-20484-00
O-20487-00 | General - Isolator Glove Smaller glove CSM (AS : E10330 Y 7 E4); Austar; ; 1 Pc | O-20487-00
O-20489-00 | General - Isolator Glove CSM Port size 10 Inch (AS : 97800 Y 8.5 E4 5); Austar; AU10Y1532/9AWN; 1 Pc | O-20489-00
O-20496-00 | General - Diaphragm Grade ER SQUARE Type A EPDM Diaphragm Screw; Saunders; DP008ER; 1 Pc | O-20496-00
O-20498-00 | General - Gearbox Naik Turun Turet; Bonfiglioli; VF30 P 7 B3; 1 Pc | O-20498-00
O-20499-00 | General - Gearbox Caps Chute; Bonfiglioli; VF44 P 7 B3; 1 Pc | O-20499-00
O-20500-00 | General - Main Motor Caping; Bonfiglioli; BE80B4; 1 Unit | O-20500-00
O-20501-00 | General - Gearbox Washing; Bonfiglioli; VF44 A 60 B5 B3; 1 Unit | O-20501-00
O-20502-00 | General - Gear Motor Infeed Caping; Bonfiglioli; VF30 P 20 P63 + BN63B 4; 1 Unit | O-20502-00
O-20503-00 | General - Gear Motor Rotary Tabel Washing; Bonfiglioli; VFR44 P 230 S44 B3 + BN44B 4; 1 Unit | O-20503-00
O-20504-00 | Mixing Tank Adam - Corong Mesin 10x1.5 inch Mat. SS 316; Custom/Lokal; -; 1 Pc | O-20504-00
O-20505-00 | Integrated Granulation Line - Oring Viton 2.5x64x69 mm, colour Black; Custom/Lokal; -; 1 Pc | O-20505-00
O-20506-00 | General - Gasspring 80-245mm shaft 8mm diameter cylinder 18mm; Stabilus; P/N : 084093; 1 Pc | O-20506-00
O-20552-00 | Marchesini MA155 - Toothed Belt 240 L 075 GUK; -; M660010218; 1 Pc | O-20552-00
O-20553-00 | Marchesini MA155 - Toothed Belt 390 L 050; -; C261390050; 1 Pc | O-20553-00
O-20554-00 | Marchesini MA155 - Spring Plate 21.4.0.1/0.368; -; M660010070; 1 Pc | O-20554-00
O-20555-00 | Marchesini MA155 - Lower Belt Shaft Complete, 21. 4. 0. 1/0 395K; -; M660010001; 1 Pc | O-20555-00
O-20556-00 | Marchesini MA155 - Upper Belt Shaft, 21. 4. 0. 1/0. 394K; -; M660010002; 1 Pc | O-20556-00
O-20557-00 | Marchesini MA155 - Combination Folding Roller, 21. 4. 0 1/0. 244; -; M660010009; 1 Pc | O-20557-00
O-20558-00 | Marchesini MA155 - Combination Folding Roller, 21. 4. 0. 1/0. 233; -; M660010009; 1 Pc | O-20558-00
O-20559-00 | Marchesini MA155 - Combination Folding Roller, 21. 4. 0. 1/0. 222; -; M660010007; 1 Pc | O-20559-00
O-20624-00 | Baut L SS304 M6x10mm + Nut; ; ; | O-20624-00
O-20626-00 | General - Spare Actuator for type 612 Size DN 10 - DN 20 (Seat Site MG 10); GEMU; 9612 10M 01TS; 1 Pc | O-20626-00
O-20645-00 | Integrated Granulation Line - Inflatable Seal CIP FC111VS DS=340.2mm Silicone Transparent | O-20645-00
O-20646-00 | Integrated Granulation Line - Inflatable Seal CIP FC111VS DS=117.2mm Silicone Transparent | O-20646-00
O-20647-00 | Integrated Granulation Line - Inflatable Seal CIP G281 S2F Dm=474mm Silicone Transparent | O-20647-00
O-20648-00 | Integrated Granulation Line - Inflatable Seal CIP G281 S2P Dm=286mm Silicone Transparent | O-20648-00
O-20649-00 | Integrated Granulation Line - Housing Seal MC DN 100 | O-20649-00
O-20650-00 | Integrated Granulation Line - Flap Disc Seal MC DN100 (2.M10.0110X) | O-20650-00
O-20651-00 | Integrated Granulation Line - Collar HC100 | O-20651-00
O-20652-00 | Integrated Granulation Line - Blowback Cone Seal PTFE | O-20652-00
O-20726-00 | Freeze Dryer MBE1207- Actuator Pnaumatic Valve 1 Inch + Switch Box; EB50-00667; Saunders; SG025SY0404ERNLRNYN-M2E2010; 1 Set | O-20726-00
O-20727-00 | Freeze Dryer MBE1207- Actuator Pnaumatic Valve 1.5 Inch + Switch Box; EB50-00668; Saunders; SG040SY0606ERNLRNYN-M2E2010; 1 Set | O-20727-00
O-20728-00 | Freeze Dryer MBE1207- Actuator Pnaumatic Valve 0.5 Inch + Switch Box; EB50-00678; Saunders; SG008SY0202ERNLRNYN-M2E2010; 1 Set | O-20728-00
O-20746-00 | Autoclave FOF5/9A - Oring Silicone 1.7x11x15 mm; Custom/Lokal; -; 1 Pc | O-20746-00
O-20747-00 | Autoclave FOF5/9A - Oring EPDM Model Gepeng 1.9x9.5x15 mm; Custom/Lokal; -; 1 Pc | O-20747-00
O-20748-00 | cRABS Z064CR - Cabinet Handle ENUX RAL 9005; Steriline; 1135571; 1 Pc | O-20748-00
O-20749-00 | General - Grease EP2 16 KG; Mobilux; -; 1 Pail = 16 Kg | O-20749-00
O-20750-00 | Marchesini MA155 - Tension Spring (Molla Frizione) 21401-0189; Steriline; M660010014; 1 Pc | O-20750-00
O-20751-00 | Marchesini MA155 - Roller Gripper Cartoning Uk. 13x6x6mm; Custom/Lokal; -; 1 Pc | O-20751-00
O-20814-00 | General - Spring Tekan Dia 2.5 x 15.5 x 71.3 mm, Mat. Steel; -; -; 1 Pc | O-20814-00
O-20841-00 | Bio Safety Cabinet - Cover Cable Instrument 1 Ukuran 0.8x1200x2400mm, Mat Plat SS304 0.33 lbr; Custom/Lokal; -; 1 Unit | O-20841-00
O-20842-00 | Bio Safety Cabinet - Cover Cable Instrument 2 Ukuran 0.8x1200x2400mm, Mat Plat SS304 0.42 lbr; Custom/Lokal; -; 1 Unit | O-20842-00
O-20843-00 | Bio Safety Cabinet - Cover Cable Instrument 3 Ukuran 0.8x1200x2400mm, Mat Plat SS304 0.67 lbr; Custom/Lokal; -; 1 Unit | O-20843-00
O-20857-00 | Washing RAR4 - Needle CA, OD 15 x 168 mm, Mat. SS316; Custom/Lokal; -; 1 Pc | O-20857-00
O-20859-00 | Marchesini MA155 - Leaflet Gripper; Marchesini; A920000005; 1 Pc | O-20859-00
O-20895-00 | Isolator - Pneumatic Gasket Front Door DICHT.PNEU. 1784X0724 MVQ; SKAN; 1015746; 1 Pc | O-20895-00
O-20896-00 | Isolator - Silicon Tube Pump 913.A016.016; SKAN; 1002902; 1 Pc | O-20896-00
O-20897-00 | Capping VCM200 - Oring Silicone 2.5 x 30.50 x 30.50; Custom/Lokal; -; 1 Pc | O-20897-00
O-20903-00 | Filling VFM100 - Base Plate Loadcell 163.5x28x4mm; Custom/Lokal; -; 1 Pc | O-20903-00
O-20904-00 | Filling VFM100 - Adapter Loadcell 30x30x4mm; Custom/Lokal; -; 1 Pc | O-20904-00
O-20905-00 | Filling VFM100 - Dudukan Piringan 30x14x9mm; Custom/Lokal; -; 1 Pc | O-20905-00
O-20910-00 | Isolator Machine - Pneumatic Gasket Transfer Door (Left + Right) DICHT.PNEU. 1784X0724 MVQ; SKAN; 1015668; 1 Pc | O-20910-00
O-20911-00 | Capping VCM200 - Format Part 6R Uk 15x275x478; Custom/Lokal; -; 1 Pc | O-20911-00
O-20912-00 | Capping VCM200 - Format Part 10R Uk 20x275x478; Custom/Lokal; -; 1 Pc | O-20912-00
O-20913-00 | General - Air Gripper; SMC; MHZJ2 20DS X43 X81B; 1 Pc | O-20913-00
O-20918-00 | cRABS Z064CR - Glove Port Pom White Uk: 227x310x15.25mm; Custom/Lokal; -; 1 Pc | O-20918-00
O-20950-00 | Capping VCM200 - Silicone Sucker 01.10.10; Steriline; 201119; 1 Pc | O-20950-00
O-20951-00 | cRABS Z064CR - Treaded Three Port Seat Valve VOBG320 3/4inch; Steriline; 28725; 1 Pc | O-20951-00
O-20952-00 | Freeze Dryer MBE1207 - Flexible Plate; Material = SUS316 L T= 1.2mm; Custom/Lokal; -; 1 Pc | O-20952-00
O-20953-00 | Washing RAR4 - Compact Cylinder (w/o Non Rotating); Univer; RP 200 016 0015; 1 Pc | O-20953-00
O-20982-00 | Autoclave FVA2/A1 - SILICONE GASKET FO-5 900X1300; Fedegari; PP600076; 1 Pc | O-20982-00
O-20983-00 | Bio Safety Cabinet - Cover Timbangan Presision Balance 3x167x237, Mat. Acrylic; Custom/Lokal; -; 1 Pc | O-20983-00
O-20992-00 | General - Spare Membrane diaphragm MA8 PTFE/EPDM; SED; 00210.190.508.51; 1 Pc | O-20992-00
O-20993-00 | Capping VCM200 - Base Starwheel Uk. 413 x 185 x T :15; Custom/Lokal; -; 1 Pc | O-20993-00
O-21007-00 | Filling VFM100 - Handle Manual Valve Hexagon 60x27; Custom/Lokal; -; 1 Pc | O-21007-00
O-21031-00 | General - Spare Working Diaphragm EPDM DN 10-20mm Type 612,625; Gemu; 600 10M 17; 1 Pc | O-21031-00
O-21032-00 | Washing RAR4 - Steel Ball / Gotri 2.5mm; -; -; 1 pck = 100pc | O-21032-00
O-21063-00 | General - POS10 Rod End Bearing Ulir kanan; -; -; 1 Pc | O-21063-00
O-21064-00 | General - POS10 Rod End Bearing Ulir kiri; -; -; 1 Pc | O-21064-00
O-21067-00 | Integrated Granulation Line - Bellow V3 MC DN100 L=292x2 EPDM White; GEA; 179947; 1 Pc | O-21067-00
O-21068-00 | Integrated Granulation Line - Inflatable Seal Filter Ring ER/ABB 1 Valve MK3 Size 2; GEA; 214261; 1 Pc | O-21068-00
O-21089-00 | Capping VCM200 - Oil Seal 20x28x4mm; NBR; -; 1 Pc | O-21089-00
O-21092-00 | EDM EDM1 - PNEUMATIC MEMBRANE VALVE 1/2' (DN15) 605 15 D 80 40 17 10/N 1536; -; 5189; 1 Pc | O-21092-00
O-21124-00 | Autoclave Service NA2247AU - O ring 15.47x3.53; Fedegari; CC150170; 1 Pc | O-21124-00
O-21125-00 | Autoclave Service NA2247AU - O ring 34.52x3.53; Fedegari; CC150171; 1 Pc | O-21125-00
O-21126-00 | cRABS Z064CR - Security PHOCELLS 7209 - plastic body; Protection P67; Receiver, max. di; Omron; E3FS-10DB4-P1 / E3FS-10LB-P1; 1 Pc | O-21126-00
O-21127-00 | Freeze Dryer Lyofast 10 - Sight Glass Seal Silicone O-ring OD 170,6 ID 160 Tebal 5.3; ; ; 1 Pc | O-21127-00
O-21151-00 | Washing RAR4 - Compact Cylinder ADN-20-25-I-P-A; Festo; 536246; 1 Pc | O-21151-00
O-21152-00 | Integrated Granulation Line - Alat Perata Sample 90x118 mm; Custom /Lokal; -; 1 Pc | O-21152-00
O-21153-00 | Blister TR100LT - Shaft Pengunci Forming 40x163 mm, Mat. VCN; Custom /Lokal; -; 1 Pc | O-21153-00
O-21154-00 | Blister TR100LT - Dudukan Forming 40x10 mm, Mat. VCN; Custom /Lokal; -; 1 Pc | O-21154-00
O-21155-00 | Videojet - Gutter Pump; Videojet; 399-171; 1 Pc | O-21155-00
O-21157-00 | Capsul Filling Z40 - Horizontal Directional Fork with Slotted Screw; -; 4378716097 & 4390415100M; 1 Pc | O-21157-00
O-21265-00 | Autoclave Service NA2247AU - Oring EPDM 3.5x69.7x76.8; Custom/Lokal; -; 1 Pc | O-21265-00
O-21275-00 | General - Tray Kabel Isolator Ukuran 35x35x700; Custom/Lokal; -; 1 Pc | O-21275-00
O-21284-00 | General - Isolator Gloves 000080 E10330 CNS 7 E3 5 Neoprene No Staining; Piercan; SG010138; 1 Pc | O-21284-00
O-21300-00 | Autoclave Service NA2247AU - Kit DN20-26 Mod. FC Valve Actuator; Fedegari; KS000028; 1 Pc | O-21300-00
O-21304-00 | Coating PLAB - Inflatable Silicone Sealing Ring; ; GDA040193; 1 Pc | O-21304-00
O-21305-00 | Coating PLAB - Directional Control Valve; SMC; VNA101A-F6A; 1 Pc | O-21305-00
O-21306-00 | Coating PLAB - Spare Kit; SMC; VN1-A3AA; ; ; 1 Pc | O-21306-00
O-21307-00 | Coating PLAB - Spare Kit; SMC; VN1-4AA; ; ; 1 Pc | O-21307-00
O-21308-00 | Autoclave Fedegari FVA2/A1 - Oring EPDM 3.7x20.8x28.2mm; Custom/Lokal; -; 1 Pc | O-21308-00
O-21327-00 | Freeze Dryer Lyofast 10 - Cover Block dia 50mm tebal 10mm, Mat. Kuningan; Custom/Lokal; -; 1 Pc | O-21327-00
O-21372-00 | Filling VFM100 - Pengunci Ventilator, UK : od.26,5mm x id.17mm x 46mm, Mat. POM White; Custom/Lokal; ; 1 Pc | O-21372-00
O-21374-00 | Tunnel ST1L - Socket Star Aktuator 14x11; -; -; | O-21374-00
O-21378-00 | Filling VFM100 - Cover Ion Shower 33x45x340 mm, Mat. SUS304; Custom/Lokal; -; 1 Pc | O-21378-00
O-21404-00 | General - Capstan Roller V Series EAS001201SP 32mm; Domino; SP-0069; 1 Unit | O-21404-00
O-21428-00 | PLAB Coating - Oring ID 51 OD 56 Tebal 2,5 EPDM; Custom/Lokal; -; 1 Pc | O-21428-00
O-21429-00 | Blister TR100LT - Teflon Forming 5689 ukuran 9.5x19; Custom/Lokal; -; 1 Pc | O-21429-00
O-21430-00 | Blister TR100LT - Teflon Forming 568 ukuran 11.5x19; Custom/Lokal; ; 1 Pc | O-21430-00
O-21433-00 | Marchesini MA155 - Metal Finger Sponda Trainante; Marchesini; 3M0YI000001; 1 Pc | O-21433-00
O-21434-00 | Marchesini MA155 - Metal Finger Sponda Contrasto; Marchesini; 3M0Y000002; 1 Pc | O-21434-00
O-21435-00 | Washing RAR4 - Drain Tunnel Washing Ukuran 100x1885mm, Mat. SUS304; Custom/Lokal; -; 1 Pc | O-21435-00
O-21436-00 | General - Roller Chain RS35-1 (Single) 3 meter; -; 0; 1 Pc | O-21436-00
O-21437-00 | Marchesini MA155 - Gas Spring; Misumi; FGSS15050B; 1 Pc | O-21437-00
O-21438-00 | Blister TR100LT - Filter Regulator; SMC; AW30-03G-D; 1 Pc | O-21438-00
O-21443-00 | Washing RAR4 - Ball Valve SS304 Ferrule End Size 1 Inch; -; -; 1 Pc | O-21443-00
O-21455-00 | Washing RAR4 - Ball Valve SS304 Ferrule End Size 3/4 Inch; -; -; 1 Pc | O-21455-00
O-21458-00 | Blistering TRL100LT - Cover Seluncur Blister Uk 56 x 235X 800 mm, Mat. SUS304; Custom/Lokal; -; 1 Pc | O-21458-00
O-21471-00 | Colamark - Spares Full Mechanism EAS00 1023SP; Domino; SP-0078; 1 Pc | O-21471-00
O-21473-00 | Washing RAR4 - Shaft Pusher Washing Ukuran 10 x 14 x 52 mm, Mat. SUS304; Custom/Lokal; -; 1 Pc | O-21473-00
O-21475-00 | Filling VFM100 - Seal Ferrule PTFE Virgin Food Grade 3/4 Inch; Custom/Lokal; -; 1 Pc | O-21475-00
O-21484-00 | General - Isolator Glove CSM Port size 9 Inch Length : 900 mm, Thick : 15mil/0.4mm; TRON; 9Y1535A0975; 1 Pc | O-21484-00
O-21485-00 | General - Isolator Glove CSM Port size 8 Inch Length : 800 mm, Thick : 15mil/0.4mm; TRON; 8Y1532A0975; 1 Pc | O-21485-00
O-21486-00 | General - Isolator Glove CSM Port size 10 Inch Length : 800 mm, Thick : 15mil/0.4mm; TRON; 10Y1532A0975; 1 Pc | O-21486-00
O-21487-00 | Colamark - Bracket/Dudukan Monitor Ukuran 3x100x410 mm; Custom/Lokal; -; 1 pc | O-21487-00
O-21488-00 | Colamark - Bracket/Dudukan Sensor Camera Ukuran 30x120x150mm; Custom/Lokal; -; 1 pc | O-21488-00
O-21592-00 | Mixing - Baut Pengunci Alphaport Ukuran 19x46 mm, Mat. SUS304; Custom/Lokal; -; 1 Pc | O-21592-00
O-21611-00 | Tabletting S250W - Cover Punch Hidrolik OD.30xID.20x54mm, Mat. Silicon Biru; Custom/Lokal; -; 1 Pc | O-21611-00
O-21648-00 | Autoclave Fedegari FVA2/A1 NB2963AT - DN16 Modulating Valve Spare Parts; Fedegari; KK000305; 1 Pc | O-21648-00
O-21649-00 | Autoclave Fedegari FVA2/A1 NB2963AT - Water Presence Probe Kit and OR Seal; Fedegari; KK000080; 1 Pc | O-21649-00
O-21650-00 | Mixing Tank Adam - Oring EPDM OD 25,4mm Tebal 3mm; Custom/Lokal; -; 1 Pc | O-21650-00
O-21703-00 | Filling VFM100 - Oring Silicone ID 6,96mm OD 10,34 Tebal 1,69mm; Custom/Lokal; -; 1 Pc | O-21703-00
O-21720-00 | General - Sleeves CSM 001642 M200/90 Y 550 E4 Bt5/5 Thikness 4/10; Piercan; SP010822; 1 Pc | O-21720-00
O-50000-00 | Lampu G4 20W 12 V Warm White Philips | O-50000-00
O-50578-00 | MARCHESINI ML616/MA155 - E32022021230 FOTOC.SSP/AP/1H (EX SSC/AP/1H); ; ; pc | O-50578-00
O-50697-00 | Autoclave Fedegari FOF / 6 AC - P/N. KK000304-KIT RICAMBI VALV.DN16 ON-OFF | O-50697-00
O-50698-00 | Autoclave Fedegari FOF / 6 AC - P/N. KK000301-KIT Ricambi Valv. DN10 ON-OFF | O-50698-00
O-50710-00 | MARCHESINI MA 255/155 - E32992000001 Foto. Riflettore RL 105 Diell ( Reflectore ) | O-50710-00
O-50826-00 | PCB, R, Detector, Airnet II P/N : 1000013676; ; ; | O-50826-00
O-50827-00 | General - Opto CapBT02T Operating Range 8 ppb - 60% O2 Sat P/N 30018857, Measured Pressure Resistance : 0-6 bar; Mettler Toledo; 30018857; 1 Pc | O-50827-00
O-50831-00 | Autoclave Fedegari FOF / 6 AC - P/N. CD240005 Pressure Switch PS3-AJR 0.8-1.1; ; ; | O-50831-00
O-50834-00 | Autoclave Fedegari FOF / 6 AC - P/N. GM805664 Pressure Transducer and Mouting Par Replaces CD230046; ; ; | O-50834-00
O-50854-00 | Overload Relay / LRD10 / 4-6A/Schneider; ; ; | O-50854-00
O-50863-00 | General - Relay 220-240 VAC; Omron; MY4N; 1 Pc | O-50863-00
O-50964-00 | General - Safety Relay PNOZ X3 24 VAC 24VDC 3n/o 1n/c 1so; PILZ; 774310; 1 Pc | O-50964-00
O-50994-00 | Battery kering 12V 7,2AH; ; ; | O-50994-00
O-51000-00 | Colamark - Print Head; Domino; EPP001359 SP; 1 Pc | O-51000-00
O-51071-00 | Mixing Tank Adam - Pressure Transmitter d trans P31 type: 402050/000 TN : 43010260 -1.5 bar rel, DC10..30V. 4..20mA 2-6 JUMO | O-51071-00
O-51157-00 | Fuse Keramik 6A 10x38; ; ; | O-51157-00
O-51177-00 | General - Pressure Switch type KP35 G1/4; Danfoss; -; 1 Pc | O-51177-00
O-51307-00 | Selector Switch 22mm On-Off XPB22-22A Fort; ; ; | O-51307-00
O-51308-00 | Push Button 22mm Green ABW111EP Fort; ; ; | O-51308-00
O-51309-00 | WAGO 750-333 I/O SYSTEM PROFIBUS DP/FMS-12 MBAUD-DPV1-COUPL | O-51309-00
O-51652-00 | Safety Sensor, Type : BNS 120-11z, 250mA, 3VA/W,100 VAC/DC,M12 x 1 K-ST; ; ; | O-51652-00
O-51653-00 | Kipas Panel Merk Rexnord, Model REC-22038 A2 VAC 220Hz 50/60 AMP-0.1; Rexnord; ; | O-51653-00
O-51675-00 | General - Pilz PNOZ X2.1 24 VAC/DC 2 n/o; Pilz; ID774306; 1 pc | O-51675-00
O-51677-00 | Fork Sensor brand SICK type WFL80-60B416 Part No: 6036833 (Steriline No : 22179 ) SICK | O-51677-00
O-51678-00 | Proximity Sensors M8, connector M12 PNP-NO, working distance 3mm 32,50 code IS-08-G1-S2, Part No : 9; ; ; | O-51678-00
O-51687-00 | Relay OMRON G2A-432A-N DC + socket Omron | O-51687-00
O-51698-00 | OMRON - Relay MY4Z 24VDC; ; ; | O-51698-00
O-51700-00 | KEYENCE AMPLIFIER SENSOR OPTICAL FIBER PNP, OUTPUT CONNECTOR M8 | O-51700-00
O-51701-00 | COIL FOR REFRIGERATION SOLENOID VALVES(DC24V) | O-51701-00
O-51702-00 | PRESSURE TRANSMITTER, HALSTRUP, MODEL: P; SENSOR/PIZ (2 WIRES) 0-250PA OUTPUT 4-20MA 24VDC PRECISION: +-1%;; SHEET NO. 465-03; SERIAL NO. KI391046 | O-51702-00
O-51703-00 | TEMPERATURE PROBE JUMO PT100 DOUBLE ELEMENTS, 6 WIRES, DIAMETER 3MM; LENGTH 350MM; RANGE -50/600?C; PRECISION CLASS A (IEC751-2008); PART NO :25595; SILICONE CABLE LENGTH 10M; SHEET NO. 393-04 (TE31) 393-03 (TE32) | O-51703-00
O-51704-00 | PRESSURE TRANSMITTER ;HALSTRUP ; 0-100PA OUTPUT 4-20 MA 24VDC PRECISION:+-1%; MODEL: P-SENSOR-PIZ (2 WIRES); SHEET NO. 466-02;SERIAL NO. AA030269; | O-51704-00
O-51705-00 | DOOR CLOSED MICROSWITCH SIDE 1; F2.1 ; | O-51705-00
O-51706-00 | DRAIN TEMPERATURE PROBE ; TE1/TE1R ; | O-51706-00
O-51707-00 | ELECTROPNEUMATIC PRESSURE CONVERTER; COP | O-51707-00
O-51708-00 | ELECTROVALVE 1/4'' GAS FF 24V DC N.C. HIGH TEMPERATURE DP GAS AND LIQUID 0?8BAR | O-51708-00
O-51709-00 | ELECTROVALVE 3/4GAS FF 24V DC N.C.COMPOSED BY:BODY NC 3/4 NBR FOR FLUIDS, COIL U1 5VA 24VDC ZB10A | O-51709-00
O-51710-00 | ELECTRO-VALVE FOR DOOR LOCK/UNLOCK SIDE 1; EV30 ; | O-51710-00
O-51711-00 | ELECTRO-VALVE FOR PV WATER ; E21 ; | O-51711-00
O-51712-00 | ELECTRO-VALVE FOR VP1 ; E1 ; | O-51712-00
O-51713-00 | ELECTRO-VALVE FOR VP10 ; E10 ; | O-51713-00
O-51714-00 | ELECTRO-VALVE FOR VPX; EX ; | O-51714-00
O-51715-00 | ELECTRO-VALVE FOR VPZ; EZ ; | O-51715-00
O-51716-00 | POSITION SENSOR, DATA LOGIC; DIA.12MM, UNSHIELDED STANDARD HOUSING, 10-30 VDC PNP NC, M12 CONNECTION | O-51716-00
O-51717-00 | FILLING PUMPS ROTATION CLUTCH SENSOR ; DATA LOGIC; SENSOR DIA. 12MM, 10-30 VDC PNP NC, M12 CONNECTION | O-51717-00
O-51718-00 | FORK SENSOR MODEL WFL80-60B416; CONNECTOR M8 4PIN, PNP-NPN, TEACH-IN; FORK DEPTH: 60MM FORK HIGHT: 80MM; | O-51718-00
O-51719-00 | FUSES(250V,2A,VDE CERTIFICATE) | O-51719-00
O-51720-00 | I/P CONVERTER TYPE 6126; PART NO :CJ030010 | O-51720-00
O-51721-00 | PROXIMITY SENSOR, DATALOGIC M8 FLUSH 2X PNP NC IS-08-G2-S1 | O-51721-00
O-51722-00 | PROXIMITY SENSOR, DATALOGIC M12 NON FLUSH SHORT PNP NO IS-12-D1-S2 | O-51722-00
O-51723-00 | PROXIMITY SENSOR, DATALOGIC M12 FLUSH SHORT 2X PNP NO IS-12-G1-S2 | O-51723-00
O-51724-00 | PROXIMITY SENSOR, DATALOGIC M12 NON FLUSH SHORT | O-51724-00
O-51725-00 | INVERTER MICROMASTER 3 PHASE PART NO :6008 | O-51725-00
O-51726-00 | PROXIMITY SENSORS, DATALOGIC M8, CONNECTOR M12 PNP-NO, WORKING DISTANCE 2MM | O-51726-00
O-51727-00 | MINIATUR RELAY 24VDC : PHOENIX (24VDC : PHOENIX) | O-51727-00
O-51728-00 | NITROGEN PRE-GAS FLOW CHECK SENSOR ; TURCK / UPROX ;SENSOR NO 10-30 VDC, 200MA | O-51728-00
O-51729-00 | PHOTOCELL SIDE 1; FCE1 ; | O-51729-00
O-51730-00 | POWER SUPPLY MODULE BASE X20BM01(100-240 AC/24DC) | O-51730-00
O-51731-00 | PRESSURE TRANSMITTER; GEFRAN 0-10 BAR; PRECISION 0,25% FS; OUTPUT 4/20 MA, 24VDC, 2-WIRES; CONTACT MATERIAL: AISI 316L; INOX 1 1/2 TRI-CLAMP; ELECTRICAL CONNECTION: 5-PIN - M12X1; IP67; SERIAL NO. 12210291 | O-51731-00
O-51732-00 | PROXIMITY SENSOR OMRON TYPE: E2E-X5F1-M1 | O-51732-00
O-51733-00 | PROXIMITY SENSOR; DATALOGIC M8 FLUSH 2X PNP NC; | O-51733-00
O-51734-00 | PROXIMITY SENSOR, DATALOGIC M12 FLUSH SHORT 2X PNP | O-51734-00
O-51735-00 | SENSOR OPTICAL FIBER, KEYENCE PNP OUTPUT CONNECTOR M8 FS-V31CP AMPLIFIER ; | O-51735-00
O-51736-00 | SENSOR PROXIMITY M12 FLUSH SHORT PNP | O-51736-00
O-51737-00 | SENSOR PROXIMITY M12 FLUSH SHORT PNP NO ; DATA LOGIC | O-51737-00
O-51738-00 | SENSOR PROXIMITY ,SCHMERSAL ; BNS-260 FOR DOOR PART NO 14056 | O-51738-00
O-51739-00 | SENSOR PROXIMITY M12 NON FLUSH SHORT PNP | O-51739-00
O-51740-00 | SENSOR PROXIMITY M12 NON FLUSH SHORT PNP NO ; DATA LOGIC | O-51740-00
O-51741-00 | SENSOR SUHU PT100 4 M | O-51741-00
O-51742-00 | SENSOR SUHU 2 x PT100 (DUPLEX), Jumo type 902810/13 Dia probe 6 mm, probe lenght 150 mm, conection threaded dia 29,1 mm. range temp. -15 ~ 150 oC. | O-51742-00
O-51743-00 | SENSOR TEMPERATUR PT100 7 METER 4 WIRE PART NO :PM600083 | O-51743-00
O-51744-00 | SENSOR TEMPERATUR PT100 7 METER 8 WIRE; PART NO :PM600084 | O-51744-00
O-51746-00 | SENSOR NO 10-30 VDC, 200MA; NITROGEN POST-GAS FLOW CHECK SENSOR ; | O-51746-00
O-51747-00 | TEMPERATURE PROBE ;PRODUCT ; TE2/TE2R ; | O-51747-00
O-51748-00 | TEMPERATURE SENSOR ; JUMO 902810 /13 ; RTD temperature probe with terminal head : -15 samapai 150 ?C : SS 316L | O-51748-00
O-51749-00 | VIALS MAXIMUM LOAD SENSOR ; KEYENCE ; AMPLIFIER SENSOR OPTICAL FIBER PNP OUTPUT CONNECTOR M8 code: FS-V31CP; | O-51749-00
O-51750-00 | PHOTOCELL SENSOR WITH REFLECTOR PZ-G62CP WITH R-5 Code: PZ-G62CP+R-5 | O-51750-00
O-51755-00 | Connector VGA male plug breakout terminal connector 15 Pin Socket VGA; ; ; | O-51755-00
O-51767-00 | WAGO 750-530 8-CHANNEL DIGITAL OUTPUT MODULE STD PACK; ; ; | O-51767-00
O-51768-00 | WAGO 750-513 2-CHANNEL RELAY OUTPUT MODULE STD PACK; ; ; | O-51768-00
O-51769-00 | WAGO 750-430 8-CHANNEL DIGITAL INPUT MODULE STD PACK; ; ; | O-51769-00
O-51770-00 | WAGO 750-602 SUPPLY MODULE STD PACK; ; ; | O-51770-00
O-51771-00 | WAGO 750-501 2-CHANNEL DIGITAL OUTPUT MODULE STD PACK | O-51771-00
O-51772-00 | WAGO 750-402 4-CHANNEL DIGITAL INPUT MODULE STD PACK | O-51772-00
O-51773-00 | WAGO 750-550 2-CHANNEL ANALOG OUTPUT MODULE STD PACK; ; ; | O-51773-00
O-51774-00 | WAGO 750-472 2-CHANNEL ANALOG INPUT MODULE STD PACK | O-51774-00
O-51775-00 | WAGO 750-461 2-CHANNEL ANALOG INPUT MODULE STD PACK: 1EA; ; ; | O-51775-00
O-51777-00 | Isoloator glove code: M200/90 Y 550 E4; ; ; | O-51777-00
O-51793-00 | Pneumatic Actuator Double Acting-063 Festork; ; ; | O-51793-00
O-51793-00 | Pneumatic Actuator Double Acting-063 Festork; ; ; | O-51793-00
O-51794-00 | Recorder Type KRN1000-0801-0S Autonics; ; ; | O-51794-00
O-51813-00 | Digital Timer Switch Simplexa 601 Theben Germany; ; ; | O-51813-00
O-51814-00 | Cable gland for temperature probe with D15mm; 64940; ; ; | O-51814-00
O-51815-00 | Digital probe for humidity and temperature; 64939; ; ; | O-51815-00
O-51816-00 | Trasmitter for temperature probe HC2-xxx-EX; 64938; ; ; | O-51816-00
O-51817-00 | Temperature probe model PT100; double elements, 6 wires,diameter 3mm, length 100mm.Total silicone ca; ; ; | O-51817-00
O-51818-00 | RTD - Single Element. Built according to directive 94/9/CE ATEX II 2GD Ex d IIC T6; Temperature Rang; ; ; | O-51818-00
O-51819-00 | Pressure transmitter -50/ +200 Pa output 4-20 mA 24VDC Precision: +-1%; Model: PIZ (2 wires); P/N :; ; ; | O-51819-00
O-51820-00 | Pressure transmitter 0-500 Pa output 4-20 mA 10-32VDC Precision:+-1%; Model: P-Sensor/PIZ (2 wires);; ; ; | O-51820-00
O-51821-00 | Pressure transmitter -100 / +100Pa output 4-20 mA 24VDC Precision: +-1% ; Model: PIZ (2 wires); P/N; ; ; | O-51821-00
O-51822-00 | Temperature probe model PT100 double element; double elements, 6 wires,diameter 3mm, length 350mm. M; ; ; | O-51822-00
O-51827-00 | Autoclave Fedegari FVA/A1 - RTD (Resistance thermometer device) PT100 Code PM600114; ; ; | O-51827-00
O-51837-00 | REED SWITCH WITH CONNECTOR M08; UNIVER; TYPE : DF 220 M08; ; ; | O-51837-00
O-51838-00 | Compact Cylinder (w/o Non Rotating); TYPE : RP 200 016 0015; ; ; | O-51838-00
O-51850-00 | General - Power Supply 220 VAC 12 VDC, 3 Ampere; -; -; 1 Pc | O-51850-00
O-51851-00 | Proximity Sensor Omron Type: E2E-X5F1-M1; ; ; | O-51851-00
O-51871-00 | Zenner Barier Pepperl + Fuchs Type Z788.H P/N : 71972; ; ; | O-51871-00
O-51873-00 | Cable Glad for 15mm EX Probes, Metric Thread M25 x 1,5 Model : AC1301-MEX; ; ; | O-51873-00
O-51874-00 | Wall Mount Probe With 140 mm Probe Length, Model : HC2-SM-EX; ; ; | O-51874-00
O-51875-00 | HF520-EX TRANSMITTER Model HF520-EX-DBX-XX1XX, DUCT MOUNT 15 x 130 mm, HUMIDITY RANGE 0-100 %RH, NO; ; ; | O-51875-00
O-51904-00 | Capasitor 50 mf 400 V; ; ; | O-51904-00
O-51911-00 | Monitoring Relay Three Phase Voltage; Siemens; Part No. 3UG4512-2BR20 B0091WEB9E; | O-51911-00
O-51912-00 | UHI RTD PT100 OHM Dia. 4,5X135mm, Duplex 2x4 wire, SS316L,PT100 Class A; ; ; | O-51912-00
O-51920-00 | General - Temperature sensor PT100, 4 wire, class AA, Duplex, c/w 10m silicon cable; Radix; RAC241-D-10-PN; 1 Pc | O-51920-00
O-51942-00 | Inverter Sinamics 1,1 kw 6SL3224-0BE21-1UA0; Siemens; ; | O-51942-00
O-51943-00 | Inverter Sinamics 1,5 kw 6SL3210-1PE16-1UL1; Siemens; ; | O-51943-00
O-51944-00 | Connector Plug for Profibus,Simatic DP 6ES7972-0BB12-0XA0; Siemens; ; | O-51944-00
O-51945-00 | Photo Sensor BRP3M-MDT Autonics | O-51945-00
O-51946-00 | Pressure Sensor Autonics Model PSAN-V01CPV-RC1/8 1unit | O-51946-00
O-51965-00 | IMA CLU EK2046 - Module MOXA IO Logic-E1214 p/n:6822921 | O-51965-00
O-51966-00 | Memory Card Compact Flash 16GB | O-51966-00
O-51967-00 | General - Solid State Relay 3-32 VDC - 330 VAC 25 A; Fotek; SSR 3-32; 1 Pc | O-51967-00
O-51986-00 | Flow Switch 1inch 220V; ; ; | O-51986-00
O-51996-00 | General - Pulsed DC Ionising Bar Hyperion 929IPS Length 325mm; Steriline; 1096041; 1 Pc | O-51996-00
O-51996-00 | General - Pulsed DC Ionising Bar Hyperion 929IPS Length 325mm; Steriline; 1096041; 1 Pc | O-51996-00
O-52001-00 | Contactor Merk. Schneider LC1D40A 220 V | O-52001-00
O-52050-00 | Seidenader MS30 - Reflection Light Scanner p/n:41-057703-00 | O-52050-00
O-52051-00 | Seidenader MS30 - Inductive Proximity Switch p/n:41-060180-00 | O-52051-00
O-52052-00 | Seidenader MS30 - Fiber Unit p/n:41-029961-00 | O-52052-00
O-52053-00 | Seidenader MS30 - Fiber Optic Receiver p/n:41-049166-00 | O-52053-00
O-52054-00 | Seidenader MS30 - Vwrm 8.8A p/n:41-062095-00 | O-52054-00
O-52055-00 | Seidenader MS30 - Laser Sensor p/n:41-044188-00 | O-52055-00
O-52056-00 | Seidenader MS30 - Laser Receiver p/n:41-052633-00 | O-52056-00
O-52057-00 | Seidenader MS30 - Vwrm 6.5A p/n:41-053926-00 | O-52057-00
O-52058-00 | Seidenader MS30 - Filter Pad p/n:41-027751-00 | O-52058-00
O-52059-00 | Seidenader MS30 - Servo Amplifier p/n:41-055670-00 | O-52059-00
O-52060-00 | Seidenader MS30 - Pressure Transducer 02-000416-71 SPTW-B2R-G14-A-M12 Festo | O-52060-00
O-52061-00 | Seidenader MS30 - Valve Terminal 12-000418-08 10P-10-8A-MP-R-Z-3NL3NL+U Festo | O-52061-00
O-52062-00 | Seidenader MS30 - Vaccumfilter 02-000418-28 VAF-PK-4 Festo | O-52062-00
O-52063-00 | Marchesini MA155 - Complete Remote Control Push Button p/n:E679519246 | O-52063-00
O-52064-00 | Marchesini MA155 - Contac Block for Open Contac ZB4 BZ101 Schneider | O-52064-00
O-52065-00 | Marchesini MA155 - Microswitch AZ 16-02 ZVK-M20-1762+B1 Schimersal | O-52065-00
O-52066-00 | Marchesini MA155 - Close Contact ZBE102 Schneider | O-52066-00
O-52067-00 | Marchesini MA155 - Contac Block for Closed Contac ZB4 BZ102 Schneider | O-52067-00
O-52068-00 | Marchesini MA155 - Additive Contact 3RV 2901-1E Siemens | O-52068-00
O-52069-00 | Marchesini MA155 - Magnet Thermal Switch 3RV20 11-1JA10 (7-10A) Siemens | O-52069-00
O-52070-00 | Marchesini MA155 - General Switch 3LD2 203-1TL51 32A Siemens | O-52070-00
O-52071-00 | Marchesini MA155 - DIioda 3RT2926-1ER00 Siemens | O-52071-00
O-52072-00 | Marchesini MA155 - Contactor 3RT 2326-1BB40 Siemens | O-52072-00
O-52073-00 | Marchesini MA155 - Relay MY2N-D2 Omron | O-52073-00
O-52074-00 | Marchesini MA155 - Power Supply Sitop Smart 6EP1-336-3BA00 AC120/230-DC24V/20A Siemens | O-52074-00
O-52075-00 | Marchesini MA155 - Cartidge Pompa Sticker MIDI-COAX XI40-3 C/Holder/SIL PIAB p/n:P663000222 | O-52075-00
O-52076-00 | Marchesini MA155 - Electro Valve 5/2 1/8inch T6 SY5120-5Y0-C6F-Q 24V CC SMC p/n:P258E05006 | O-52076-00
O-52077-00 | Marchesini MA155 - Solenoid Valve 5/2 1/4inch SY7120-5YO-02F-Q 24V CC SMC p/n:P258G05014 | O-52077-00
O-52078-00 | Marchesini MA155 - Electro Valve 5/2 M5 T.4 SY3120-5LOU-C4-Q 24V CC SMC p/n:P257605004 | O-52078-00
O-52079-00 | Marchesini MA155 - Electro Valve 3/2 1/8inch VT307-5DO1-01F-Q 24V.CC(EX EVT307) SMC p/n:P258902018 | O-52079-00
O-52080-00 | Marchesini MA155 - Module 4 out EL1904-0000 Beckhoff p/n:E500Z0704000 | O-52080-00
O-52081-00 | Marchesini MA155 - Module 4 In EL1904-0000 Beckhoff p/n:E500Z0703001 | O-52081-00
O-52082-00 | Marchesini MA155 - Module 16 Out Ethercat El 2809-0000 Beckhoff p/n: E500Z0204005 | O-52082-00
O-52083-00 | Marchesini MA155 - Module 16 In Ethercat El 1809-0000 Beckhoff p/n:E500Z0203005 | O-52083-00
O-52084-00 | Marchesini MA155 - Photocel YM22PA2 PNP Wenglor p/n:E32099824230 | O-52084-00
O-52085-00 | Marchesini MA155 - Optical Fibre CF/CB1-10 Diell p/n:E32982000003 | O-52085-00
O-52086-00 | Marchesini MA155 - Photocell FS1/OP-E PER Fibra (EX FS1/AP-E) Diell p/n:E32072021213 | O-52086-00
O-52087-00 | Marchesini MA155 - Photocell SS2/AP/1H Diell p/n:E32022022230 | O-52087-00
O-52088-00 | Marchesini MA155 - Photocell SSP/CP 1H NC (EX SSC/CP) Diell p/n: E32022022230 | O-52088-00
O-52089-00 | Marchesini MA155 - Photocell SSP/AP 1H NO Diell p/n:32022021230 | O-52089-00
O-52090-00 | Marchesini MA155 - Module IN 3,0ms+4OUT DIGIT.0,5A Ethercat EP 2308-0001 Beckhoff p/n:E500Z0405000 | O-52090-00
O-52091-00 | Marchesini MA155 - Module 8 IN Digit 3,0ms Ethercat 1008-0001 Beckhoff p/n:E500Z0403000 | O-52091-00
O-52092-00 | Marchesini MA155 - Proximity B60122POC5 B12 PNP-UL Selet p/n:E66075212523 | O-52092-00
O-52093-00 | Marchesini MA155 - Inverter E84 AVSCE 3712 SX0 1X230V 0,37KW Lenze p/n:E79324F40230 | O-52093-00
O-52094-00 | Marchesini MA155 - Driving Board SPD8NSE5 Ulethercat SBC p/n:E79667262931 | O-52094-00
O-52095-00 | Marchesini MA155 - Feeder Module EL9410-0000 Beckhoff p/n:E500Z0201000 | O-52095-00
O-52096-00 | Marchesini MA155 - Expansion Module EK1122-0000 Beckhoff p/n:E500Z0208002 | O-52096-00
O-52097-00 | Marchesini MA155 - Safety Logic Module EL6900-0000 Beckhoff p/n:E500Z0708000 | O-52097-00
O-52098-00 | Marchesini MA155 - Bus Module EK1100-0000 Beckhoff p/n:E500Z0208000 | O-52098-00
O-52099-00 | Seidenader MS30 - X2X Bus Transmitter B&R p/n:X20BT9400 | O-52099-00
O-52100-00 | Seidenader MS30 - Digital I/O Module B&R; X20DM9324 | O-52100-00
O-52101-00 | Seidenader MS30 - Power Supply Module B&R p/n:X20PS2100 | O-52101-00
O-52102-00 | Seidenader MS30 - Power Supply Module B&R p/n:X20PS9400 | O-52102-00
O-52103-00 | Seidenader MS30 - X20 Bus Controller B&R p/n:X20BC0083 | O-52103-00
O-52104-00 | Seidenader MS30 - Valve Terminal B&R p/n:7XV116.50-51 | O-52104-00
O-52105-00 | Seidenader MS30 - Analog Input Module B&R p/n:X20AI4632 | O-52105-00
O-52106-00 | Seidenader MS30 - Digital Output Module B&R p/n:X20DO9322 | O-52106-00
O-52107-00 | Seidenader MS30 - Digital Input Module B&R p/n:X20DI9371 | O-52107-00
O-52108-00 | Seidenader MS30 - Safety Output Module B&R p/n:X20SO2110 | O-52108-00
O-52109-00 | Seidenader MS30 - Acopos Multi 65 B&R p/n:8CVI088E1HCS0.00-1 | O-52109-00
O-52110-00 | Seidenader MS30 - Acopos Multi 65 B&R p/n:8CVI045E1HCS0.00-1 | O-52110-00
O-52111-00 | Seidenader MS30 - Connection Box B&R p/n:8CVE28000HC00.00-1 | O-52111-00
O-52112-00 | Seidenader MS30 - Power Ink V1/V2 Bus Controller B&R p/n:X67BC8321.L12 | O-52112-00
O-52113-00 | Seidenader MS30 - Safe Digital Mixed Module B&R p/n:X67SI8103 | O-52113-00
O-52114-00 | Seidenader MS30 - X20 Potential Distributor GND B&R p/n:X20PD0011 | O-52114-00
O-52115-00 | Seidenader MS30 - X20 Potential Distributor 24VDC B&R p/n:X20PD0012 | O-52115-00
O-52116-00 | Seidenader MS30 - Safety Input Module B&R p/n: X20SI9100 | O-52116-00
O-52117-00 | Seidenader MS30 - Acopos Multi 65 B&R p/n:80VD100PD.C000-01 | O-52117-00
O-52118-00 | Seidenader MS30 - Servo Amplifier B&R p/n:80VD100PD.C000-0 | O-52118-00
O-52119-00 | Seidenader MS30 - Digital Input Module B&R p/n:X20DI8371 | O-52119-00
O-52120-00 | Seidenader MS30 - Digital Signal Module B&R p/n:X20DS4389 | O-52120-00
O-52121-00 | Seidenader MS30 - Adder View Catx Switch 8 Port ADDER p/n:AVX1008IP | O-52121-00
O-52122-00 | Seidenader MS30 - Industrial Router 4 Port Switch MBConnect Line MDH816 | O-52122-00
O-52123-00 | Seidenader MS30 - Ethernet Swicht Etherwan p/n:EX95160-00B | O-52123-00
O-52124-00 | Seidenader MS30 - X2X Bus Transmitter B&R X20BT9100 | O-52124-00
O-52125-00 | Seidenader MS30 - Temperature Input Module B&R X20AT222 | O-52125-00
O-52126-00 | Seidenader MS30 - Safe Digital Mixed Module B&R X20SC2432; | O-52126-00
O-52127-00 | Seidenader MS30 - X20 Bus Contrroller B&R X20HB2880 | O-52127-00
O-52128-00 | Seidenader MS30 - Industrial PC B&R 5P91 p/n:401671.002-01 | O-52128-00
O-52129-00 | Seidenader MS30 - Power Supply B&R p/n:0PS080X3.10-01 | O-52129-00
O-52130-00 | Seidenader MS30 - Expansion Module B&R p/n:8BVE0500HW00.000-1 | O-52130-00
O-52131-00 | Seidenader MS30 - Power Supply Module B&R p/n:8B0C0320HW00.002-1 | O-52131-00
O-52132-00 | Seidenader MS30 - Power Supply Module B&R p/n:8BVP0220HW00.000-1 | O-52132-00
O-52133-00 | Seidenader MS30 - Back Feeding Throttle B&R p/n:8BVR0220H000.100-1 | O-52133-00
O-52134-00 | Seidenader MS30 - Hum Eliminator B&R p/n:8BVF0220H000.000-1 | O-52134-00
O-52135-00 | GMP Washer - Buzzer 24 VAC/DC 80 DB IP65 Werma p/n:10701075;013489 | O-52135-00
O-52136-00 | GMP Washer - Linear Actuator 24 VDC 50MM, AO-01/MR p/n:010458 | O-52136-00
O-52137-00 | GMP Washer - Limit Switch 1NO+1NC KME3S11 Lovato Electric p/n:010540 | O-52137-00
O-52138-00 | GMP Washer - Contactor 3P(3 NO)+1 NO+1 NC AC-3 9A 24VDCLC1D09BL Scheider p/n:013581 | O-52138-00
O-52139-00 | GMP Washer - Adjustable Themostat IMIT 70/210? C TR2540140/B p/n:012099 | O-52139-00
O-52140-00 | GMP Washer - Magnetic Sensor STEM S.R.L DIAM. 6, A0611AUEZ197L p/n:010297 | O-52140-00
O-52141-00 | GMP Washer - Pressure Switch MA-TER GP6-- +3/+5MB, SP7PY631.005 p/n:011371 | O-52141-00
O-52142-00 | GMP Washer - Depressure Switch MA-TER GV600-13/-20MB SP7PY6N1.010 p/n:011372 | O-52142-00
O-52143-00 | GMP Washer - Solenoid Valve Modulflex Monostable 24 VDC P2M1TDEE2C Parker p/n:045019 | O-52143-00
O-52144-00 | GMP Washer - Proximity Switch PNP M8 N.OSS3N203-G GIMATIC p/n:045006 | O-52144-00
O-52145-00 | GMP Washer - Pressure Switch0-0.25 Bar 0.045 Bar PSA-31 (0.045 Bar) Wika p/n:014032 | O-52145-00
O-52146-00 | GMP Washer - Magnetic Sensor M12 D12PMPTB196LA STEMS.R.L p/n:011830 | O-52146-00
O-52147-00 | GMP Washer - Differential Pressure Transmitter MS-111-LCD Dwyer p/n:012732 | O-52147-00
O-52148-00 | GMP Washer - Conductivity Sensor CLS54-ACS1022 E+H p/n:011983 | O-52148-00
O-52149-00 | GMP Washer - Conductivity Sensor CLS16-4C3A1R E+H p/n:010580 | O-52149-00
O-52150-00 | GMP Washer - Conductivity Transmitter CLM253-CS7110 24VAC/DC IP65 p/n:014078 | O-52150-00
O-52151-00 | GMP Washer - Pressure Transmitter 0-0.25 Bar SA-11 Wika p/n:010849 | O-52151-00
O-52152-00 | GMP Washer - Pressure Transmitter 0-6 Bar SA-11 Wika p/n: 012226 | O-52152-00
O-52153-00 | GMP Washer - Temperatur sensor TM411-1F2H4/125 E+H p/n:0110762 | O-52153-00
O-52154-00 | GMP Washer - I/O Module Intergratio PCD2.K520 Saia Burgess p/n:010762 | O-52154-00
O-52155-00 | GMP Washer - DI/DQ Module Simatic S7-1500 16X24CDV/16X24VDC/0 5A 6ES75231BL000AA0 Siemens p/n:013447 | O-52155-00
O-52156-00 | GMP Washer - AQ Module Simatic S7-1500 4XU/I ST 6ES75325HD000AB0 Siemens p/n:013510 | O-52156-00
O-52157-00 | GMP Washer - Front Connector Simatic S7-1500, Push-In, 40 Pin For 35mm 6ES75321BM000XB0 Siemens p/n:013511 | O-52157-00
O-52158-00 | GMP Washer - AI Module Simatic S7-1500 8XU/I/RTD/TC ST 6ES75317KF000AB0 Siemens p/n:013509 | O-52158-00
O-52159-00 | GMP Washer - Memory Card HMI SIimatic S7-1X00 4GB 6ES79548LC020AA0 Siemens p/n:012965 | O-52159-00
O-52160-00 | GMP Washer - Memory Card HMI SIimatic SD 2GB 6AV21818X000AX0 Siemens p/n:013888 | O-52160-00
O-52161-00 | GMP Washer - Relay 2 Contact PRSU2G 1/24V AC/DC 15233.2 Contaclip p/n:013069 | O-52161-00
O-52162-00 | GMP Washer - Relay 1 Contact PRCU 1/24V AC/DC 15508.2 Contaclip p/n:013070 | O-52162-00
O-52163-00 | GMP Washer - Thermostat 168? C 1NT08L-4288 KLIXON p/n:010144 | O-52163-00
O-52164-00 | GMP Washer - Contactor 3P (3 NO)+1 NO+1 NC AC-3 18A 24VCC LC1D18BL Schneider p/n:011310 | O-52164-00
O-52165-00 | GMP Washer - Emergency Stop Module XPSAF5130 24VAC/DC Schneider p/n:012133 | O-52165-00
O-52166-00 | GMP Washer - Thermal Magnetic Circuit Breaker C60N 3P 16A C UL/CSA 24468 Schneider: 011107 | O-52166-00
O-52167-00 | GMP Washer - Air Heating Element 230V 1300W DHEp/n:010459 | O-52167-00
O-52168-00 | GMP Washer - Inverter ATV312H037N4 0.37KW 380-500V 3P 50/60 Hz Schneider p/n:011370 | O-52168-00
O-52169-00 | GMP Washer - Thermal Magnetic Circuit Breaker 1.6-2.5A GV2ME07 Schneider p/n:010195 | O-52169-00
O-52170-00 | GMP Washer - Inverter ATV312HU22N4 2.2KW 380-500V 3P 50/60 Hz Schneider p/n:010179 | O-52170-00
O-52171-00 | GMP Washer - Thermal Magnetic Circuit Breaker 6-10A GV2ME14 Schneider p/n:010454 | O-52171-00
O-52172-00 | GMP Washer - Frontal Auxilari Contact 1NO/1NC GVAE1 Schneider p/n:010268 | O-52172-00
O-52173-00 | GMP Washer - Thermal Magnetic Circuit Breaker 4-6,3A GV2ME10 Schneider p/n:010460 | O-52173-00
O-52174-00 | GMP Washer - Fuse Omega Fusibiliti 5X20 3.15A/T S/IMQ COD COL BUSS-S506 ST520231 p/n:011332 | O-52174-00
O-52175-00 | GMP Washer - Adjustable Thermostat; 0/+60?C 1-NO KTS011 STEGO p/n:013565 | O-52175-00
O-52176-00 | GMP Washer - Microswitch Pizza Elettrica With Roller Plunger MK 1 NO/NC MKH11D17 p/n:010785 | O-52176-00
O-52177-00 | GMP Washer - Relay 208/480V PMV10A440 Lavato Electic SPA p/n:011152 | O-52177-00
O-52178-00 | GMP Washer - Power Supply Input:115/230VAC Output:24 VDC 7,5A,FLEX17024A Adelsystem p/n:011135 | O-52178-00
O-52179-00 | GMP Washer - Fuse Omega Fusibiliti 5X20 6,3A/T S/IMQ COD COL BUSS-S506 ST520263 p/n:010636 | O-52179-00
O-52180-00 | GMP Washer - Fuse Omega Fusibiliti 5X20 2A/T S/IMQ COD COL BUSS-S506 ST520263 p/n:011007 | O-52180-00
O-52181-00 | GMP Washer - Fuse Omega Fusibiliti 5X20 2A/T S/IMQ COD COL BUSS-S506 ST520263 p/n:010640 | O-52181-00
O-52182-00 | GMP Washer - Fuse Omega Fusibiliti 5X20 500mA/T S/IMQ COD COL BUSS-S506 ST520150 p/n:010638 | O-52182-00
O-52183-00 | Carton Sealer - Fuse 10A p/n:2890043 | O-52183-00
O-52184-00 | Conveyor System - Hub Switch TP-LINK TL-SF-1008D | O-52184-00
O-52185-00 | Conveyor System - Inverter ATV12H075M2 0.75KW 220V Scheider | O-52185-00
O-52186-00 | Conveyor System - Photoelectric Sensor E3FA-DN12 Omron | O-52186-00
O-52187-00 | Conveyor System - Amplifier E3X-HD11 Omron | O-52187-00
O-52188-00 | Conveyor System - Optical Sensor E32-CC200 Omron | O-52188-00
O-52189-00 | Conveyor System - Photoelectric Sensor RT318K/N-100.11 50108612 Leuze Electronics | O-52189-00
O-52199-00 | AC Semiconductor Controller RSC-AAM60 Carlo Gavazzi | O-52199-00
O-52200-00 | FESTO - Proximity Sensor SME-8M-DS-24V-K-0,3-M8D p/n: 543861; ; ; | O-52200-00
O-52207-00 | Filling VFM100 - Laser Photoelectric Sensor Head LV-S62 Keyence; ; ; | O-52207-00
O-52208-00 | Filling VFM100 - Laser Photoelectric Sensor (Amplifier) LV-N11CP Keyence | O-52208-00
O-52209-00 | Autoclave Fedegari FVA2/A1 NB2963AT - Safety Thermostat 169 deg C - 10K p/n: CD220008 | O-52209-00
O-52210-00 | Autoclave Fedegari FVA2/A1 NB2963AT - Level Transmitter code 15218 2m p/n: CD050024; ; ; | O-52210-00
O-52211-00 | Autoclave Fedegari FVA2/A1 NB2963AT - Valve Actuator 1/2 inch p/n: GM200563 | O-52211-00
O-52213-00 | Speed Controller GUA-C-90-A 220-240VAC CGM GUA SERIES | O-52213-00
O-52224-00 | Tunnel ST1L - Fuse Keramik 22x58 40A 200kA; ; ; | O-52224-00
O-52225-00 | Tunnel ST1L - Fuse Keramik 25A | O-52225-00
O-52229-00 | Inverter VLT Drive Danfoss-Type FC-051PK75T4E20H3XXCXXXSXXX spec: 0.75 Kw, 3x380-480 V 50/60Hz; ; ; | O-52229-00
O-52234-00 | Sensor Amplifier OBF502 IFM | O-52234-00
O-52240-00 | WAGO 750-623 Supply Modul Input 5-15 V | O-52240-00
O-52241-00 | Tunnel ST1L - Potensio 10K; ; ; | O-52241-00
O-52250-00 | Tunnel ST1L - END Module 750-600 Wago | O-52250-00
O-52263-00 | Thermostate Analog 30-110C 220VAC | O-52263-00
O-52268-00 | cRABS Z064CR - Proximity Sensor BNS260-11ZG-ST-L Schmersal | O-52268-00
O-52269-00 | Selenoid Valve 2 Way Brass, 24VDC, 1/2 inch; ; ; | O-52269-00
O-52271-00 | Freeze Dryer MBE1207 - Flow Switch SMC Part No. IFW550-N04-00 | O-52271-00
O-52277-00 | Chin Yen CY-1300S-N - Label Sensor; SICK; Part No. WF2-40B410; | O-52277-00
O-52278-00 | Temperature Sensor PT100, 4 wire, class AA, Simplex, c/w 10m silicon cable RAC241-S-10-PN Radix; ; ; | O-52278-00
O-52313-00 | Selenoid Valve VZWD-L-M22C-M-G14-10-V-1P4-50 Festo P/n: 1491828 | O-52313-00
O-52314-00 | Selenoid Valve VSNC-FC-M52-MD-G14-F8-1B2; Festo; P/n: 577295; | O-52314-00
O-52316-00 | Socket Sensor 4 Pin Drat M8 DOS-0804-G; Sick; ; | O-52316-00
O-52317-00 | Safety Relay F3SP-U3P-TGR; Omron; ; | O-52317-00
O-52318-00 | Kabel pelangi 10 pin + socket | O-52318-00
O-52323-00 | Blower 12VDC P/n: 119494-00 AMETEK | O-52323-00
O-52326-00 | Marchesini MA155 - Power Supply cV5_DC A5E30947477-H3 Siemens | O-52326-00
O-52336-00 | Capping VCM200 - Encoder ARS60-A4A08192 10-32 VDC SICK | O-52336-00
O-52355-00 | Solenoid Valve type 55B-24-PE-611JB MAC | O-52355-00
O-52381-00 | Flowmeter P/n: 9193142 Miele | O-52381-00
O-52387-00 | Transmitters For Temperature Pt100 4W -20 s/d +160 degC (4 - 20mA) 70IPLPFED1 IPAQ-L PLUS | O-52387-00
O-52398-00 | Kabel Fiber Optic FD-620-10; Autonics; ; | O-52398-00
O-52430-00 | Fan KDE2405PFB1-8; SUNON; ; | O-52430-00
O-52431-00 | Sensor Alcohol PIR 7000 Type:334 M25 HART Drager | O-52431-00
O-52443-00 | Analog Input 8 Channel 331-7KF02-0AB0; Siemens; ; | O-52443-00
O-52467-00 | PMS Airnet - P/N. 1000013870 FRU,R,ANII,PROCESSOR PCB; ; ; | O-52467-00
O-52478-00 | General - Proximity Sensor; Schmersal; BNS260-11ZG-ST-R; 1 Pc | O-52478-00
O-52496-00 | Selenoid Valve SMC P/N : VF5220-5DZ1-03 | O-52496-00
O-52497-00 | UV Lamp SUEZ P/N: CARK 35010-01 | O-52497-00
O-52530-00 | General - Sensor PH Meter Type : InPro3250/120/PT1000; Mettler Toledo; 52002548; 1 Pc | O-52530-00
O-52561-00 | UPS Type I Plug IPG800, Capacity 800 VA; Riello; ; | O-52561-00
O-52596-00 | Autoclave Fedegari FVA2/A1 NB2966AT - Proface Printer GP401355 | O-52596-00
O-52597-00 | Selenoid Valve VZWD-L-M22C-M-G12-135-1P4-10 Festo | O-52597-00
O-52621-00 | Printing Mechanism MT2460 CUT+HORIS SUPP p/n : 917EF051700000 CUSTOM | O-52621-00
O-52635-00 | Danube 45587 - Electrovalvula 230V AC | O-52635-00
O-52656-00 | FD Lyofast 10 - Vacuum Regulating Valve Controller EDF23-00544 Disused:1249A Replaced by:1249B INP:4; ; ; | O-52656-00
O-52701-00 | IMA CLU EK2046 - Router VPN Secomea P/n: 84229090; ; ; | O-52701-00
O-52702-00 | Autoclave Fedegari FVA2/A1 NB2963AT - AQUATEC PUMP 8883-2L01-X704 230-50 P/n: CF030259; ; ; | O-52702-00
O-52820-00 | Basic Operation Panel SINAMICS G120 6SL3255-0AA00-4CA1; Siemens; ; | O-52820-00
O-52825-00 | Freeze Dryer MBE1207 - SV54 14193T 330 S.S+FKM I/O: G1/4 Inch Orifice 4mm Kv=0.28 m3/h NO DC24V p/n:; BURKERT; ; | O-52825-00
O-52826-00 | General - SV55 252072 6213 S.S+FKM I/O: NPT1/4 Inch Orifice:10mm Kv=2m3/h NC DC24V; BURKERT; EB14-00035; 1 Pc | O-52826-00
O-52830-00 | GMP Washer - Chemical Flowmeter 932-9301/P2 FHKSC DIGMESA; ; ; | O-52830-00
O-52831-00 | Freeze Dryer MBE1207 - SV169 MYCOM COMPLETE SOLENOLD VALVE, XOF-240V1 include valve body and coil P/; MAYEKAWA; ; | O-52831-00
O-52841-00 | Freeze Dryer MBE1207 - Mechanical Positioner Switch 50-0406-12610-532 P/n: EB14-00072; BRAY; ; | O-52841-00
O-52841-00 | Freeze Dryer MBE1207 - Mechanical Positioner Switch 50-0406-12610-532 P/n: EB14-00072; BRAY; ; | O-52841-00
O-52845-00 | Freeze Dryer MBE1207 - SV169 Coil MKC-1 AC220V P/n: EB15-00507; MYCOM; ; | O-52845-00
O-52854-00 | Safety Sensor GG505S GIGA-4015-US; IFM; ; | O-52854-00
O-52859-00 | Temperature Controller - TK4S- 24RN 100-240 VAC AUTONICS; ; ; | O-52859-00
O-52868-00 | Auto Switch D-A93L SMC; ; ; | O-52868-00
O-52869-00 | Signal Isolator SUP-503H Input : 3 x PT100 Output: 4...20 mA Supply: 24 VDC; Supmea; ; | O-52869-00
O-52878-00 | General - Heat Sink untuk SSR; Fotex; -; 1 Pc | O-52878-00
O-52882-00 | Video Jet - Sensor C2DM-11N; ; ; | O-52882-00
O-52884-00 | Filling VFM100 - Laser Sensor World beam QS18VP6LAF250Q5 10-30 VDC; Banner; ; | O-52884-00
O-52888-00 | AUTONICS - Sensor Capacitive NPN CR18-8DN; ; ; | O-52888-00
O-52920-00 | Duct Outdoor Humidity Sensors Type: KAVTF-I_VA200 4...20mA 0100 % r.H. / 0...+50 deg C; S+S Regeltechnik; ; | O-52920-00
O-52941-00 | PRINTER/PC INTERFACE-TEMPERATURE-G01A01-NEW (298/08/13-14) 0202PPCT02; ; ; | O-52941-00
O-52942-00 | Freeze Dryer MBE1207 - Pressure Transmitter Type : 402050/000 TN: 43008803 04 bar absolute 420 mA, 2; JUMO; ; | O-52942-00
O-52983-00 | Inverter Power Module PM240-2 0,37KW Sinamic; Siemens; ; | O-52983-00
O-52984-00 | Inverter Power Module PM240-2 2,2KW Sinamic; Siemens; ; | O-52984-00
O-52985-00 | Inverter Power Module PM240-2 7,5KW Sinamic; Siemens; ; | O-52985-00
O-53011-00 | General - Timer Digital LE8B-BF; Autonics; A01761; 1 Pc | O-53011-00
O-53013-00 | Heavy Duty Connector 4Pin (Male + Female); Lokal; ; | O-53013-00
O-53022-00 | Thermocouple Type K Model Ring Dia 5mm Panjang 1 Meter0621043003 | O-53022-00
O-53026-00 | LKB butterfly valve,ISO2037; 316L+EPDM; weld ends: 51x1.2 + Actruator: 304 SS Spring Return, NC + MiAlfalavalFV401 | O-53026-00
O-53032-00 | Cable Temperature Sensor Silicone 1,5m PT1000 QAP2012.150 | O-53032-00
O-53033-00 | Saklar Switch Lampu ZN On Off Kaki 4 Kaki Pin 15-20ALokal | O-53033-00
O-53037-00 | Flow Transmitter 100Pa; 1/2 - 10Vac; 0-4-20mAMicatrone | O-53037-00
O-53041-00 | Bola Lampu 24-30v 5-10W 16x28mm | O-53041-00
O-53045-00 | Saklar Switch On Off DC 12V Lampu MerahLokal | O-53045-00
O-53047-00 | MCB 400V 10kA 3Pole; Siemens; 5SL4304-7CC; | O-53047-00
O-53093-00 | FD S/N MBE1207 - Amplifier SE3AN21RS1603; Aron; ; | O-53093-00
O-53094-00 | FD S/N MBE1207 - Pressure Switch IPN-350 ISO; ; EB02-00063; | O-53094-00
O-53095-00 | FD S/N MBE1207 - Electric Control Lock DTDF MCN224; SUN; EB02-00535; | O-53095-00
O-53096-00 | FD S/N MBE1207 - Proximity Switch E2E-XB1D12 2M; Omron; EB22-00837; | O-53096-00
O-53133-00 | Washing RAR4 - Cable; Steriline; EC RD1A M12F8; 1 Pc | O-53133-00
O-53134-00 | Washing RAR4 - IF92 Programing box with USB connection; Steriline; ; 1 Pc | O-53134-00
O-53144-00 | Tunnel ST1L - Sensor RTD 100 ohm double element With Nepple 3x150 mm 6 wire; Custom/Lokal; 0621043011; 1 Pc = 10 M | O-53144-00
O-53145-00 | General - RTD Mineral Insulated Temperature Probe with Connecting Cable 350; JUMO; 902250/32-415-2001-2-3-350-03-10000/000; 1 Pc | O-53145-00
O-53146-00 | General - RTD Mineral Insulated Temperature Probe with Connecting Cable 100; JUMO; 902250/32-415-2001-2-3-100-03-10000/000; 1 Pc | O-53146-00
O-53147-00 | General - RTD Mineral Insulated Temperature Probe with Connecting Cable 250; JUMO; 902250/32-415-1001-2-3-250-11-10000/000; 1 Pc | O-53147-00
O-53150-00 | Freeze Dryer MBE1207 - FV401 Pneumativ Actuator 9611416301; Alfalaval; EB50-00044; 1 Pc | O-53150-00
O-53151-00 | Freeze Dryer MBE1207 - FV401 Disused:Microswitch 9612510702; Alfalaval; EB50-00693; 1 Pc | O-53151-00
O-53155-00 | General - Logoscreen 601; JUMO; 706521/08-114-23/000; 1 Pc | O-53155-00
O-53165-00 | Freeze Dryer - Inverter Compressor Frequency Converter EB19-00108 Schneider ATV71HD22N4Z | O-53165-00
O-53166-00 | General - Contactor AX 12-30-10 220-230 Vac 50Hz ABB 1SBL911074R8010 | O-53166-00
O-53167-00 | General - Manual Motor Starter 100 Ka MS 132-10 ABB 1SAM350000R1010 | O-53167-00
O-53168-00 | General - Manual Motor Starter 100 Ka MS 132-4.0 ABB 1SAM350000R1008 | O-53168-00
O-53169-00 | General - Manual Motor Starter 50 Ka MS 132-20 ABB 1SAM350000R1003 | O-53169-00
O-53170-00 | General - Mini Contactor B6-30-10-80 220...240 Vac ABB GJL1211001R8100 | O-53170-00
O-53171-00 | General - Three Phase Monitoring Cm-Pfs.S. ABB 1SVR730824R9300 | O-53171-00
O-53194-00 | cRABS z064CR - Pressure Transmitter 0-500 Pa P-Sensor/PIZ (2 wires); Steriline; 20075; 1 pc | O-53194-00
O-53195-00 | Tunnel ST1L - Heater for Tight Door 500W-230V Stainless H 60mm L 455mm T 5mm Cable L 2m; Steriline; 6763; 1 pc | O-53195-00
O-53196-00 | Tunnel ST1L - Heating Element 75W-230Vac D 10mm L 120mm Gkass Fiber Cable 400C 2.5m; Steriline; 4462; 1 pc | O-53196-00
O-53197-00 | Tunnel ST1L - Pressure Transmitter 0-250Pa output 4-20 P-Sensor/PIZ (2 Wires); Steriline; 12320; 1 pc | O-53197-00
O-53198-00 | Tunnel ST1L - Pressure Transmitter 0-100Pa output 4-20 P-Sensor-PIZ (2 Wires); Steriline; 1667; 1 pc | O-53198-00
O-53199-00 | Tunnel ST1L - Gear Motor N100/SO-UFR1 24VAC 50Hz Torque 4Nm Speed 2 U (R1:250; Steriline; 19474; 1 pc | O-53199-00
O-53200-00 | Tunnel ST1L - Gear Motor N100/So-UFR1 24Vac 50Hz 15Nm 0.5U/min (R1:1000) Metal Cover; Steriline; 19475; 1 pc | O-53200-00
O-53208-00 | Tunnel ST1L - Fan mod. MN-300 - RD0 - stainless steel HP 0.25 - 4P - B5 - V.230/400 50 Hz Motor 63-B;Steriline;23284; | O-53208-00
O-53209-00 | Filling VFM100 - Linear feeder 200V-50Hz (203296);Steriline;Type : GL-1 173VA; | O-53209-00
O-53210-00 | Tunnel ST1L - Fan MN-402-SV-Stainless Steel HP 0,33 - 2P -B5 - V.230/400 - RD0 Motor 63-B2 kW 0.25 +;Steriline;14519; | O-53210-00
O-53211-00 | Filling VFM100 - Flow meter 40-500 NL/H (201787);INOX;Model 1900; | O-53211-00
O-53215-00 | General - Exhaust Fan;Ebm-Papst;R3G190-RC05-03; | O-53215-00
O-53218-00 | Mixing Tank - Sensor RTD 2X 100 Ohm (Duplex) with Transmitter Dia 6x81mm Mat SUS316 Class A; Custom/Lokal; -; 1 Pc | O-53218-00
O-53236-00 | General - Advanced Control Unit 24VDC 1.25-5A; Schneider; LUCB05BL; 1 Pc | O-53236-00
O-53237-00 | General - Power Base TeSys 32A; Schneider; LUB32; 1 Pc | O-53237-00
O-53238-00 | Mixing Tank Adam - Heater Jaket (Heating Cable + Thermostat) 1790 x 330mm 230V 2KW P.Kabel 5 M; Custom/Lokal; -; 1 Pc | O-53238-00
O-53263-00 | General - Kabel Sensor; Sick; YF8U14-020VA3XLEAX; 1 Pc | O-53263-00
O-53272-00 | Integrated Granulation Line - Temperature Probe CIP 60mm MK3: 3 Wire | O-53272-00
O-53273-00 | Integrated Granulation Line - Temperature Probe Product 72mm Bayonet 3 Wire Cable=5m | O-53273-00
O-53274-00 | Integrated Granulation Line - Temperature Probe Product 72mm Bayonet 3 Wire Cable=5m | O-53274-00
O-53275-00 | Integrated Granulation Line - Temperature Probe PT-100 55mm Long 3 Wire 1/10 DIN 316L | O-53275-00
O-53319-00 | Filling VFM100 - Cable 3g 1.5mq JZ-500; Steriline; 1111907; 1 Pc | O-53319-00
O-53331-00 | General - Electrovalve Bloc MS M; Markem Imaje; ENM46408; 1 Pc | O-53331-00
O-53332-00 | General - Electrovalve 9232 Assy; Markem Imaje; ENM37928; 1 Pc | O-53332-00
O-53333-00 | General - Transfer Pump 9450 Spare; Markem Imaje; ENM54436; 1 Pc | O-53333-00
O-53334-00 | Tunnel ST1L - RIBBED HEATERS RCU 1200W 230VAC 50/60HZ; Steriline; 4561; 1 Pc | O-53334-00
O-53335-00 | Freeze Dryer MBE1207 - ZT900 Shelf Ram Position Sensor; -; EHM1250MD341A01; 1 Pc | O-53335-00
O-53336-00 | Freeze Dryer MBE1207 - Electrically Controlled Directional Valve DTDF-MCN-224-U9N; ARON; EB02-00535; 1 Pc | O-53336-00
O-53337-00 | Freeze Dryer MBE1207 - Condenser Drain Steam Trap TD600 1 inch NPT; WATSON; EB14-00117; 1 Pc | O-53337-00
O-53374-00 | Isolator - Intake Air Fan G3G146AB540.1; SKAN; 1338289; 1 Pc | O-53374-00
O-53375-00 | Isolator - Recirculation Air Fan R3G 355-AI56-01; SKAN; 1015729; 1 Pc | O-53375-00
O-53376-00 | Isolator - Exhaust Air Fan G3G200-GN18-01; SKAN; 1016201; 1 Pc | O-53376-00
O-53377-00 | Isolator - Temperature Sensor R2106; SKAN; 1014964; 1 Pc | O-53377-00
O-53378-00 | Isolator - Temperature Sensor TR11 kz-MU; SKAN; 1008546; 1 Pc | O-53378-00
O-53379-00 | Isolator - Humidity Sensor HMT335; SKAN; 1008547; 1 Pc | O-53379-00
O-53391-00 | General - Profibus Connector Simatic; SIEMENS; 6ES7972-0BA52-0XA0; 1 Pc | O-53391-00
O-53392-00 | General - Safety Sensor 250mA, 3VA/W,100 VAC/DC,M12 x 1 K-ST; Schmersal; BNS 120-11Z; 1 Pc | O-53392-00
O-53398-00 | Mixing Tank Adam - Cable VP8-ST/35m; Mettler Toledo; 52300359; 1 Pc | O-53398-00
O-53414-00 | Fedegari FVA2/A1 - Transition joint RTD Sensor (SG-056377) PT100 4Wire, Sx, 1/3 DIN, 5x70mm, SSL, 0-150 C 10M; Radix; RTJ201-1-C-S-3-0-NA-XNA-05-0070-10-Si-PN; 1 Pc | O-53414-00
O-53421-00 | General - Analog Input Module 4AI 0-10 VDC, Light Gray; Wago; 750-468; 1 Pc | O-53421-00
O-53422-00 | General - Emergency Push Button M22-PV + Fix Adapter M22-A + Contact MC M22-CK01; Eaton; -; 1 pc = 1 Set | O-53422-00
O-53423-00 | General - Fiber Optic Sensor BF3RX; Autonics; A00291; 1 Pc | O-53423-00
O-53439-00 | General - Photoelectric Fiber Sensor Head; Keyence; FU-7F; 1 Pc | O-53439-00
O-53441-00 | Autoclave Service NA2247AU - Pressure Transducer MOD. PBMH 24; Fedegari; CD230063; 1 Pc | O-53441-00
O-53442-00 | Autoclave Service NA2247AU - Pressure Switch Alco Controls PS3-AJR 0.8-1 bar Assy; Fedegari; GP00045; 1 Pc | O-53442-00
O-53447-00 | Seidenader MS30 - Backlight LED Std.110x140, white, narrow edge; -; 95-220131-00; 1 Pc | O-53447-00
O-53449-00 | Seidenader MS30 - Backlight LED Std.140x110, white, narrow edge; -; 95-220132-10; 1 Pc | O-53449-00
O-53451-00 | Capping VCM200 - Eco Position Indicators; Misumi; E-DSNR1-14; 1 Pc | O-53451-00
O-53454-00 | Coating PLAB - Cooling Axial Fan 220-240V 50-60Hz 0,2-0,17A Metal; Kaku; KA1725HA2; 1 Pc | O-53454-00
O-53455-00 | cRABS Z064CR - Supply Fan inverter, Ziehl Abegg Frequency converter PXDM6A; ; 24399; 1 Pc | O-53455-00
O-53456-00 | EDM EDM1 - MAXIMUM LOAD AT INFEED SENSOR, Omron, E3Z-LS86, Photocell settable distances, type PNP, D; ; 5908; 1 Pc | O-53456-00
O-53457-00 | EDM EDM1 - Motor Starwheel - Motor TG63 0,18 kW - 4P - B5 - 230V - 50 Hz MEC63; encoder 1000 I/G Lin; ; 29274; 1 Pc | O-53457-00
O-53460-00 | EDM EDM1 - Pressure transmitter -100 / +100Pa output 4-20 mA 24VDC Precision: +-1% ; Model: PIZ (2 w; ; 16456; 1 Pc | O-53460-00
O-53461-00 | cRABS Z064CR - Pressure transmitter -50/ +200 Pa output 4-20 mA 24VDC Precision: +-1%; Model: PIZ (2; ; ; 1 Pc | O-53461-00
O-53462-00 | Filling VFM100 - PROXIMITY SENSOR, DATALOGIC M12 NON FLUSH SHORT PNP NO IS-12-D1-S2; ; 204170; 1 Pc | O-53462-00
O-53463-00 | Filling VFM100 - PROXIMITY SENSOR, DATALOGIC M8 FLUSH 2X PNP NC IS-08-G2-S1; ; 204172; 1 Pc | O-53463-00
O-53464-00 | Filling VFM100 - SENSOR NO 10-30 VDC, 200MA; NITROGEN POST-GAS FLOW CHECK SENSOR; ; 202196; 1 Pc | O-53464-00
O-53465-00 | cRABS Z064CR - SENSOR PROXIMITY M12 NON FLUSH SHORT PNP NO ; DATA LOGIC; ; 204171; 1 Pc | O-53465-00
O-53466-00 | cRABS Z064CR - DOOR SAFETY SWITCHES ; SCHMERSAL ; MAGNET BPS-260; ; 14061; 1 Pc | O-53466-00
O-53467-00 | Tunnel ST1L - OVERHEAT PROTECTION THERMOSTAT, JUMO ATHS-70/U; POWER: AC 230 VOLT / 10 AMP.; RANGE: 2; ; 15809; 1 Pc | O-53467-00
O-53473-00 | EDM EDM1 - C.A. BLOWING VALVE ACTUATOR, Univer, 5125, DA-0051, Coil U1 3,5W 24VDC; ; 5125; 1 Pc | O-53473-00
O-53474-00 | EDM EDM1 - C.A. BLOWING VALVE ACTUATOR, Univer, 6869, CL-302A, Valve CL 1/8" 3 ways 2 positions, N.C; ; 6869; 1 Pc | O-53474-00
O-53475-00 | cRABS Z064CR - Cooling water three way Actuator, Coster, 28715, CLNV150, Linear actuator for three w; ; 28715; 1 Pc | O-53475-00
O-53476-00 | Tunnel ST1L - High Precision Optical Fiber; Omron; E32T61S5M; ; ; 1 Pc | O-53476-00
O-53477-00 | Tunnel ST1L - Lens For Optic Fibers; Omron; E39F1; ; ; 1 Pc | O-53477-00
O-53478-00 | Filling VFM100 - Vacuump pump Vane balde; VT 4.16; Becker; 90134700007; 1 Pack | O-53478-00
O-53480-00 | Tunnel ST1L - Amplifier PNP for Optical Fiber 12-24 VDC; Omron; E3XNA41; ; ; 1 Pc | O-53480-00
O-53481-00 | Filling VFM100 - TEMPERATURE PROBE ; MODEL PT100 SINGLE ELEMENT, 3 WIRES, DIAMETER 3MM, LENGTH 250M; Jumo; 29274; 1 Pc | O-53481-00
O-53482-00 | Filling VFM100 - VACUUM LEVEL SWITCH ; DIGITAL VACUUM LEVEL SWITCH Code: 120511; Vuototecnica; 202545; 1 Pc | O-53482-00
O-53484-00 | Filling VFM100 - Filler Main Servo Motor G5 220V, 750W, 2.4 Nm, 3000 rpm, 204156; Omron; R88M-K75030T-BS2; 1 Pc | O-53484-00
O-53487-00 | EDM EDM1 - PRESSURE TRANSMITTER; 0-10 BAR; PRECISION 0,25% FS; OUTPUT 4/20 MA, 24VDC, 2-WIRES; CONTA; GEFRAN; 16866; 1 Pc | O-53487-00
O-53510-00 | Tunnel ST1L - Finned Heater U Form Dia 11x520mm 230V-1200W; Custom/Lokal; -; 1 Pc | O-53510-00
O-53516-00 | Freeze Dryer Lyofast 10 - RTD PT 100 ohm Dia 4x16mm, Temp. -100 - 200?C, P. Kabel 10 meter; Custom/Lokal; -; 1 Pc | O-53516-00
O-53517-00 | Blistering TRL100LT - Probe NTC Rubber Capsule; Novus; 8830000002; 1 Pc | O-53517-00
O-53522-00 | Autoclave Fedegari FOF / 6 AC - Proximity Sensor Cylindrical; Omron; PRX-E2A-S08KS02-M5-B1; 1 Pc | O-53522-00
O-53523-00 | cRABS Z064CR - Transmitter for Temperature Probe HC2-xxx; -; 64938; 1 Pc | O-53523-00
O-53524-00 | cRABS Z064CR - Digital Probe for Humidity and Temperature; -; 64939; 1 Pc | O-53524-00
O-53525-00 | cRABS Z064CR - Cable Gland for Temperature Probe; -; 64940; 1 Pc | O-53525-00
O-53566-00 | Integrated Granulation Line - K-Adp-Usb Programmer; Pepperl+Fuchs; ; | O-53566-00
O-53568-00 | Autoclave Fedegari FOF / 6 AC - Transition Joint RTD Sensor RTJ201 (SG-060503) PT100 4W Duplex; Radix; RTJ201-1-C-D-3-0-NA-XNA-05-00070-10-Si-PN-XXX; 1 Pc | O-53568-00
O-53590-00 | Filling VFM100 - Hyperion Medium Range Bar; Meech; A945IPS-0400; 1 Pc | O-53590-00
O-53591-00 | Filling VFM100 - M8-4 Pin Power Cable; Meech; A900IPS-PCS10; 1 Pc | O-53591-00
O-53604-00 | Freeze Dryer MBE1207 - Flow Switch; SMC; IFW510-04-00; 1 pc | O-53604-00
O-53605-00 | Autoclave Fedegari FVA2/A1 - Proface Printer; Fedegari; GP400736; 1 pc | O-53605-00
O-53620-00 | Filling VFM100 - Connection Cable 3m Female Connector, Straight Sensor End, 12-pin; Steriline; 25316410; 1 pc | O-53620-00
O-53635-00 | Marchesini MA155 - Inverter 1/N/PE AC 230/240V 0,37KW; Lenze; E84AVSCE3712SX0; 1 Pc | O-53635-00
O-53640-00 | Filling VFM100 - USB-RS232 Cable to Electronic Box; Steriline; 25316390; 1 Pc | O-53640-00
O-53641-00 | Mixing Tank Adam - Lampu Tanam Lantai LED DC 12-24V 3W Uplight COB Waterproof IP65; General; -; 1 Pc | O-53641-00
O-53642-00 | Blister TR100LT - Universal Thermistor Temperature Sensor NTC 10K 3435; -; -; 1 Pc | O-53642-00
O-53643-00 | Freeze Dryer MBE1207 - Solenoid 180-4E1-PLL 24VDC; Koganei; -; 1 Pc | O-53643-00
O-53645-00 | Autoclave Fedegari FVA2/A1 - Pressure Transducer PBMN 23 (CD230065); Baumer; -; 1 Pc | O-53645-00
O-54000-00 | MOTOR FOR AIR RETURN VALVE?VAV), TROX | O-54000-00
O-54001-00 | AUXILUARY CONTACT NC SIEMENS | O-54001-00
O-54002-00 | BALLAST ELECTRONIC , PHILIPS, EB-C 110 TLD, 1X10W | O-54002-00
O-54003-00 | LAMPU PL-S 2P 11W/865, PHILIPS | O-54003-00
O-54004-00 | LAMPU SL 24 W / 220-240 V / SPIRAL, PHILIPS | O-54004-00
O-54005-00 | LAMPU UV 15 WATT, OSRAM | O-54005-00
O-54006-00 | General - MCB 1 PHASE 10 AMPERE; Schneider; -; 1 Pc | O-54006-00
O-54007-00 | MCB 1 PHASE, SCHNEIDER ELECTRIC, IC60H 10Ka 16 AMPERE | O-54007-00
O-54008-00 | General - MCB 1 PHASE 25 AMPERE; Schneider; -; 1 Pc | O-54008-00
O-54009-00 | MCB 1 PHASE, SIEMENS, 2 POLE 2 AMPERE | O-54009-00
O-54010-00 | MCB 1 PHASE, SIEMENS, 2 POLE 4 AMPERE | O-54010-00
O-54011-00 | MCB 3 PHASE, SIEMENS, 2 AMPERE | O-54011-00
O-54012-00 | SELECTOR SWITCH, HANYOUNG, CR253-3 ON-OFF-ON | O-54012-00
O-54013-00 | SOCKET RJ 45 CAT 5 | O-54013-00
O-54014-00 | STEKER 1 PHASE, BROCO | O-54014-00
O-54015-00 | STOP KONTAK LUBANG 4, BROCO | O-54015-00
O-54016-00 | TEMPERATURE SENSOR ; JUMO, 1XPT 100, TEMP 0-150C | O-54016-00
O-54018-00 | UV DEVICE ; REMOVAL OF OZONE; HANOVIA UV; Pharma Line SD55; ID : S203-001 | O-54018-00
O-54031-00 | Profibus Connector SIEMENS, Simatic DP 6ES7972-0BA52-0XA0; ; ; | O-54031-00
O-54032-00 | Photoelectric Distance Sensor OGD592 IFM | O-54032-00
O-54033-00 | Mounting Adapter Connector 5M IFM | O-54033-00
O-54036-00 | UHI catridge heater dia.12x100mm, 220V-300W; ; ; | O-54036-00
O-54103-00 | Zelio Electromechanical Relays;RXM2AB2BD;Schneider | O-54103-00
O-54109-00 | Filling VFM100 - Weighing Load Cell SL 250/300-M-FS-9-29-34 P/N: 75081 S/N: 00299 Wipotec | O-54109-00
O-54112-00 | Circulator Pump UPS 32-80 N 180 1x230V 50Hz 9H GRUNDFOS p/n 95906448 | O-54112-00
O-54115-00 | Fiber Amplifier -; KEYENCE; FS-V31CP; | O-54115-00
O-54116-00 | Fiber Reflective -; KEYENCE; FU-67V; | O-54116-00
O-54119-00 | Shelf Bellows; Freeze Dryer MBE1207; P/N FB1207-05-70-0 R0.0; pack size per unit | O-54119-00
O-54120-00 | O-RING 8X1.8; Freeze Dryer MBE1207; P/N EB41-00336; pack size per pc | O-54120-00
O-54121-00 | O-RING 180X3.55; Freeze Dryer MBE1207; P/N EB41-00357; pack size per pc | O-54121-00
O-54122-00 | O-RING 106X5.30; Freeze Dryer MBE1207; P/N EB41-00292; pack size per pc | O-54122-00
O-54123-00 | O-RING 132X5.30; Freeze Dryer MBE1207; P/N EB41-00298; pack size per pc | O-54123-00
O-54124-00 | O-RING 345X5.30; Freeze Dryer MBE1207; P/N EB41-00320; pack size per pc | O-54124-00
O-54127-00 | Control Unit G120 CU240E-2 DP E-type safety, Sinamics; Siemens; ; | O-54127-00
O-54128-00 | Thermocouple 4 Channel 4 HTI HT-9815; Lokal; ; | O-54128-00
O-54129-00 | Digital Vacuum Gauge VMV-1 0 - 75000 Microns; VALUE; ; | O-54129-00
O-54130-00 | Circuit Breake For Motor Protection 3RV1011-1HA10 5.5 - 8 A; SIEMENS; ; | O-54130-00
O-54137-00 | General - Terminal Block, 6 mm; Fort; -; 1 pcs | O-54137-00
O-54138-00 | General - Terminal Block, 10 mm; Fort; -; 1 pcs | O-54138-00
O-54139-00 | Lampu PLC 4U 45W; Hannochs; ; | O-54139-00
O-54159-00 | General - Spare actuator 625; DN 20 normally close (NC); Gemu; 9625 10M 11/N; 1 Pc | O-54159-00
O-54161-00 | Autoclave Fedegari FVA2/A1 - Vacuum Compressor 2BV3 151-0GW02-1E; ELMO RIETSCHLE; ; | O-54161-00
O-54163-00 | Capping VCM200 - Fieldline Modular Bus Coupler; Steriline; P/N 201798; | O-54163-00
O-54164-00 | Capping VCM200 - Fieldline Modular Device; Steriline; P/N 202024; | O-54164-00
O-54165-00 | Electronic Expansion Valve ESS2U; Parker; ; | O-54165-00
O-54166-00 | Coil Magnet 018F0091; Danfoss; ; | O-54166-00
O-54167-00 | Connector Cable CLD408-5; Autonics; H7950000609; | O-54167-00
O-54168-00 | Connector Cable CID408-5; Autonics; H7950000607; | O-54168-00
O-54169-00 | Control Unit G120 CU250S-2 DP Integriert Sinamics; Siemens; ; | O-54169-00
O-54170-00 | Electronic Expansion Valve ESX24B; Parker; ; | O-54170-00
O-54171-00 | Service Push Button With Plug; Melchers; ENG-SEI-42-057679-00; | O-54171-00
O-54173-00 | Fan Condensor M4Q045-EA01-C01; Ebm-papst; ; | O-54173-00
O-54174-00 | cRABS z064CR - Control Unit for Security Phot; Steriline; P/N 5914; | O-54174-00
O-54176-00 | Washing RAR4 - Encoder Model RD1A-P8-TI2-PB-E2-M; Lika; 125101266; | O-54176-00
O-54181-00 | Resistor 150 Ohm 1/2 watt; No Brand; ; | O-54181-00
O-60001-00 | Pekerjaan Modifikasi Pipa untuk Mesin Mixing (Pipa PW) | O-60001-00
P-10000-00 | POMPA SUBMERSIBLE SB 3 | P-10000-00
P-10017-00 | Pre Filter G4 size : 24X24X2, Washable Aluminium Frame; IAF; | P-10017-00
P-10019-00 | Pre Filter G4 size : 12X24X2 | P-10019-00
P-10183-00 | General - Drain Sewerage Opener GL-10; No Brand; -; 1 pc | P-10183-00
P-10266-00 | Valve Bellows sealed globe valve BSA 1/BSA 1T PN 16 size 80mm | P-10266-00
P-10283-00 | Abrasive - Amplas SS Scoth Brite 3M | P-10283-00
P-10342-00 | Alat potong - mata gergaji | P-10342-00
P-10387-00 | Ball Valve Kuningan 3/4" KITZ | P-10387-00
P-10389-00 | General - Ball Valve PVC 1 1/2inch; No Brand; -; 1 pcs | P-10389-00
P-10390-00 | Ball Valve PVC 1" | P-10390-00
P-10391-00 | Ball Valve PVC 2" | P-10391-00
P-10392-00 | Ball Valve SS 1" / 1000 WOG Sankyo | P-10392-00
P-10393-00 | Ball Valve SS 1/2" | P-10393-00
P-10398-00 | Ball Valve SS 316 1/2" 1000 WOG SANKYO | P-10398-00
P-10488-00 | Baut SS M 6 | P-10488-00
P-10489-00 | Baut SS M 8 | P-10489-00
P-10558-00 | General - Bearing 51113; SKF; 1 Pc | P-10558-00
P-10564-00 | Bearing 6000 2RS H SKF | P-10564-00
P-10598-00 | Bearing 61805 2RS1 SKF | P-10598-00
P-10604-00 | Bearing 6203 2Z SKF | P-10604-00
P-10726-00 | Cleaner - Contact Cleaner CRC CO 2016; No Brand; -; 500ml/Botol | P-10726-00
P-10729-00 | General - Contact cleaner WD 40; No Brand; -; 382gr/can | P-10729-00
P-10750-00 | General - Blind Ferrule SS 316L 1/2inch; No Brand; -; 1 pcs | P-10750-00
P-10759-00 | Ferrule - Klem Ferrule 4inch SS 316L | P-10759-00
P-10763-00 | General - Ferrule SS 316L 1inch; No Brand; -; 1 pcs | P-10763-00
P-10857-00 | General - Elbow PVC 90 AW 1 1/2inch; Rucika; -; 1 Pc | P-10857-00
P-10858-00 | Fitting PVC - Elbow PVC 1 1/4" | P-10858-00
P-10859-00 | General - Elbow PVC 90 AW 1/2inch; Rucika; -; 1 Pc | P-10859-00
P-10860-00 | Fitting PVC - Elbow PVC 1" | P-10860-00
P-10862-00 | Fitting PVC - Elbow PVC 2 1/2" | P-10862-00
P-10863-00 | Fitting PVC - Elbow PVC 2" | P-10863-00
P-10865-00 | Fitting PVC - Elbow PVC 3/4" | P-10865-00
P-10867-00 | General - Elbow PVC 3 inch; Rucika; -; 1 pc | P-10867-00
P-10868-00 | General - Elbow PVC AW 4inch; Rucika; -; 1 Pc | P-10868-00
P-10874-00 | General - Reducer, PVC, 1" x 1/2"; Rucika; -; 1 pcs | P-10874-00
P-10877-00 | General - Reducer, PVC, 2" x 1"; Rucika; -; 1 pcs | P-10877-00
P-10883-00 | General - Socket Drat Dalam, PVC, 1 1/2"; Rucika; -; 1 pcs | P-10883-00
P-10884-00 | General - Socket Drat Dalam PVC 1 1/4inch; Rucika; -; 1 pcs | P-10884-00
P-10885-00 | General - Socket Drat Dalam, PVC, 1/2"; Rucika; -; 1 pcs | P-10885-00
P-10886-00 | General - Socket Drat Dalam, PVC, 1"; Rucika; -; 1 pcs | P-10886-00
P-10887-00 | General - Socket Drat Dalam, PVC, 2"; Rucika; -; 1 pcs | P-10887-00
P-10889-00 | General - Socket Drat Dalam, PVC AW, 3/4"; Rucika; -; 1 pcs | P-10889-00
P-10890-00 | General - Socket Drat Luar, PVC, 1 1/2"; Rucika; -; 1 pcs | P-10890-00
P-10891-00 | General - Socket Drat Luar, PVC, 1 1/4"; Rucika; -; 1 pcs | P-10891-00
P-10892-00 | General - Socket Drat Luar, PVC, 1"; Rucika; -; 1 pcs | P-10892-00
P-10893-00 | General - Socket Drat Luar, PVC, 2"; Rucika; -; 1 pcs | P-10893-00
P-10894-00 | General - Socket Drat Luar, PVC AW, 3"; Rucika; -; 1 pcs | P-10894-00
P-10895-00 | General - Socket, PVC, 1/2"; No Brand; -; 1 pcs | P-10895-00
P-10896-00 | Fitting PVC - Sock PVC 1 1/4" | P-10896-00
P-10897-00 | Fitting PVC - Sock PVC 1" | P-10897-00
P-10898-00 | Fitting PVC - Sock PVC 2" | P-10898-00
P-10899-00 | General - Socket, PVC, 3/4"; Rucika; -; 1 pcs | P-10899-00
P-10900-00 | Fitting PVC - Sock PVC 3 Rucika AW | P-10900-00
P-10904-00 | General - Tee, PVC, 1 1/4"; Rucika; -; 1 pcs | P-10904-00
P-10905-00 | General - Tee, PVC, 1/2"; Rucika; -; 1 pcs | P-10905-00
P-10906-00 | Fitting PVC - Tee PVC 1" Rucika AW | P-10906-00
P-10907-00 | General - Tee, PVC AW, 2"; Rucika; -; 1 pcs | P-10907-00
P-10908-00 | General - Tee, PVC AW, 3/4"; Rucika; -; 1 pcs | P-10908-00
P-10909-00 | Fitting PVC - Tee PVC 3 inch Rucika AW | P-10909-00
P-10945-00 | General - Seal Tape 1inch; ONDA; -; 1 Pcs | P-10945-00
P-10952-00 | Kawat Las Dia = 3,2 X 350 mm Besi RD 260 | P-10952-00
P-10953-00 | General - Kawat Las SS 308L Tig Welding 1.6 x 1000mm; No Brand; -; 5 kg/pc | P-10953-00
P-10958-00 | General - Kawat Las Tembaga Dia = 3,2 X 450 mm; Harris; -; 1 Pc | P-10958-00
P-11002-00 | Mur SS 6 mm | P-11002-00
P-11003-00 | Mur SS 8 mm | P-11003-00
P-11018-00 | General - Oil Seal TC 15 x 24 x 7; NOK; -; 1 Pc | P-11018-00
P-11164-00 | Pneumatic Fitting - QS 1/2-10 / PN : 190646 / Festo | P-11164-00
P-11165-00 | General - Push-in Fitting, QS-1/2-12; Festo; 153010; 1 pcs | P-11165-00
P-11167-00 | Pneumatic Fitting - QS 1/4-10 / PN : 153007 / Festo | P-11167-00
P-11169-00 | General - Push-in Fitting, QS-1/4-6; Festo; 153003; 1 pcs | P-11169-00
P-11170-00 | Pneumatic Fitting - QS 1/4-8 / PN : 153005 / Festo | P-11170-00
P-11172-00 | Pneumatic Fitting - QS 1/8-8 / Festo | P-11172-00
P-11173-00 | General - Push-in Connector, QS-10; Festo; 153034; 1 pcs | P-11173-00
P-11175-00 | Pneumatic Fitting - QS 10-8 / PN : 153039 / Festo | P-11175-00
P-11176-00 | Pneumatic Fitting - QS 12 / PN : 153035 / Festo | P-11176-00
P-11182-00 | General - Push-in Connector, QS-6; Festo; 153032; 1 pcs | P-11182-00
P-11183-00 | General - Push-in Connector, QS-6-4; Festo; 153037; 1 pcs | P-11183-00
P-11184-00 | General - Push-in Connector, QS-8; Festo; 153033; 1 pcs | P-11184-00
P-11185-00 | General - Push-in Connector, QS-8-6; Festo; 153038; 1 pcs | P-11185-00
P-11195-00 | General - Push-in Fitting, QSF-1/8-6-B; Festo; 153023; 1 pcs | P-11195-00
P-11227-00 | General - Push-in T-connector, QST-6; Festo; 153129; 1 pcs | P-11227-00
P-11228-00 | General - Push-in T-connector, QST-8; Festo; 153130; 1 pcs | P-11228-00
P-11348-00 | Roda Caster Supo Dia : 3" ( 75 x 38 mm) / Swivel Flange / With Breake | P-11348-00
P-11350-00 | Roda Caster Supo Dia : 4" ( 100 x 38 mm ) Swivel Flange / Without Breake | P-11350-00
P-11356-00 | Trolly - Roda ABUS 4inch (100 x 27mm), Without Brake; No Brand; -; 1 pc | P-11356-00
P-11391-00 | Seal Ferrule EPDM 1.5" (35 x 53 x 9) | P-11391-00
P-11392-00 | Seal Ferrule EPDM 2" | P-11392-00
P-11393-00 | Seal Ferrule EPDM 3" | P-11393-00
P-11404-00 | General - Seal Ferrule Teflon 1 1/2inch; No Brand; -; 1 pcs | P-11404-00
P-11405-00 | General - Seal Ferrule Teflon 1inch; No Brand; -; 1 pcs | P-11405-00
P-11405-00 | General - Seal Ferrule Teflon 1inch; No Brand; -; 1 pcs | P-11405-00
P-11422-00 | Selang Festo Pun-H-10x1.5 / Blue NR : 197386 | P-11422-00
P-11424-00 | Selang Festo Pun-H-12x2 Blue 2 x 50 m | P-11424-00
P-11428-00 | Selang Festo Pun-H-6x1 Blue | P-11428-00
P-11431-00 | General - Plastic Tubing, PUN-H-8X1,25-BL; Festo; 197385; 1 m | P-11431-00
P-11694-00 | General - Mata Gerinda 4inch; No Brand; -; 1 pcs | P-11694-00
P-11817-00 | Acrylic tebal 3 mm ukr : 1220 x 2440 mm | P-11817-00
P-11818-00 | Acrylic tebal 5mm ukr : 1000 x 2000 | P-11818-00
P-11819-00 | General - Alumunium duct tape 2inch; No Brand; -; 1 rol | P-11819-00
P-11836-00 | Ball valve PVC dia 1 1/4 inch drat | P-11836-00
P-11837-00 | Ball valve PVC dia 1 inch drat | P-11837-00
P-11838-00 | General - Ball Valve PVC 3/4inch; No Brand; -; 1 pcs | P-11838-00
P-11841-00 | Ball Valve SS dia. 3/4 inch | P-11841-00
P-11842-00 | Ball Valve SS dia. 3/8 inch | P-11842-00
P-11871-00 | Baut SS countersunk M5x0.8x20 mm | P-11871-00
P-11878-00 | Baut SS hexagonal M6x1x20 mm +mur | P-11878-00
P-11886-00 | Baut SS L countersunk M 4x0.7x10mm + Mur | P-11886-00
P-11967-00 | Belt dressing ; Brand : GLOBAL ; P/N : GL-1033 ; Pack Size : pcs | P-11967-00
P-11968-00 | Berusynt FGH Spray H1 - Bechem | P-11968-00
P-11972-00 | Besi siku 30x30 mm | P-11972-00
P-11974-00 | Besi siku SS 304 40x40x3x6000 | P-11974-00
P-11990-00 | Cable ties CS 100L | P-11990-00
P-11991-00 | Cable ties CS 200L | P-11991-00
P-12027-00 | Caustic soda flake (NaOH) - NaOH flake zak @25 kg ex Tjiwi | P-12027-00
P-12029-00 | Chemical - NIKKO steel Type: NS-stain clean = 1kg (stainless steel pickling gel) | P-12029-00
P-12029-00 | Chemical - NIKKO steel Type: NS-stain clean = 1kg (stainless steel pickling gel) | P-12029-00
P-12077-00 | General - Clamp Selang, SS 1 1/4"; Tridon; -; 1 pcs | P-12077-00
P-12080-00 | General - Clamp Selang, SS, 1"; Tridon; -; 1 pcs | P-12080-00
P-12082-00 | General - Clamp Selang, SS, 3/4"; Tridon; -; 1 pcs | P-12082-00
P-12083-00 | General - Clamp Selang, SS, 1/2"; Tridon; -; 1 pcs | P-12083-00
P-12140-00 | Double neeple SS 304 dia 1/2inch | P-12140-00
P-12143-00 | Double nepple Kuningan 1/2inch | P-12143-00
P-12156-00 | Dynabolt dia M 10x50 mm | P-12156-00
P-12157-00 | Dynabolt m 6 x 30 mm | P-12157-00
P-12158-00 | Dynabolt m 8 x 30 mm / m8 x 50 mm | P-12158-00
P-12185-00 | Elbow PVC AW 90 deg dia 1inch | P-12185-00
P-12186-00 | Elbow PVC AW 90 deg dia 1/2inch | P-12186-00
P-12195-00 | Elbow SS 316 L dia 1inch | P-12195-00
P-12223-00 | FESTO - Blanking plug QSC-6H p/n 153268 | P-12223-00
P-12258-00 | FESTO - Push In Connector QS-10-10 | P-12258-00
P-12260-00 | FESTO - Push In Connector QS-4-4 | P-12260-00
P-12261-00 | FESTO - Push In Connector QS-6 p/n 153032 | P-12261-00
P-12263-00 | FESTO - Push In Connector QS-8 p/n 153033 | P-12263-00
P-12265-00 | FESTO - Push In Connector QS-8-6 p/n 153038 | P-12265-00
P-12266-00 | FESTO - Push In Fitting QS-1/2-10 part number 190646 | P-12266-00
P-12266-00 | FESTO - Push In Fitting QS-1/2-10 part number 190646 | P-12266-00
P-12267-00 | FESTO - Push In Fitting QS-1/2-8 (NPQE-D-R12-Q8-P5); P/N : 8112930 | P-12267-00
P-12269-00 | FESTO - Push-In Fitting type QSM-M5-6 p/n 153306 | P-12269-00
P-12275-00 | FESTO - QS-1/4-6 Push-In fitting p/n 153003 | P-12275-00
P-12276-00 | FESTO - QS-1/4-8 Push-In fitting p/n 153005 | P-12276-00
P-12279-00 | FESTO - QS-1/8-6 Push-In fitting p/n 153002 | P-12279-00
P-12280-00 | FESTO - QS-1/8-8 Push-In fitting p/n 153004 | P-12280-00
P-12281-00 | FESTO - QS-10-8 Push In Connector p/n 153039 | P-12281-00
P-12282-00 | FESTO - QS-12-10 Push in Connector p/n: 153040 | P-12282-00
P-12286-00 | FESTO - QS-3/8-6 Push-In fitting p/n 190645 | P-12286-00
P-12287-00 | FESTO - QS-3/8-8 Push-In fitting p/n 153006 | P-12287-00
P-12300-00 | FESTO - QSML-M5-4 part Number 15333 | P-12300-00
P-12305-00 | FESTO - QST-6 Push in t-connection p/n 153129 | P-12305-00
P-12306-00 | FESTO - QST-8 push in t- connection p/n 153130 | P-12306-00
P-12365-00 | Gembok sedang uk. 5 mm | P-12365-00
P-12418-00 | Hole saw u/ stainless stell dia 20 mm ex UNIKA | P-12418-00
P-12419-00 | General - Hole Saw for Stainless Steel, dia. 22 mm; UNIKA; -; 1 pcs | P-12419-00
P-12420-00 | General - Hole Saw for Stainless Steel, dia. 25 mm; UNIKA; -; 1 pcs | P-12420-00
P-12433-00 | Isolasi AC- Sansui | P-12433-00
P-12455-00 | KITZ - Gate Valve dia 1inch | P-12455-00
P-12456-00 | KITZ - Gate Valve dia 3/4inch | P-12456-00
P-12464-00 | General - Lem Aibon; No Brand; -; 300 gram/can | P-12464-00
P-12470-00 | Lem PVC Isarplas 300 gr/kaleng | P-12470-00
P-12471-00 | General - Lem silicone; Elastosil; E41; 90gram/tube | P-12471-00
P-12476-00 | General - Mata Bor Besi, dia. 10 mm; NACHI; -; 1 pcs | P-12476-00
P-12482-00 | General - Mata Bor Besi, dia. 2 mm; NACHI; -; 1 pcs | P-12482-00
P-12483-00 | General - Mata Bor Besi, dia. 2.5 mm; NACHI; -; 1 pcs | P-12483-00
P-12485-00 | General - Mata Bor Besi, dia. 3 mm; NACHI; -; 1 pcs | P-12485-00
P-12487-00 | General - Mata Bor Besi, dia. 3.5 mm; NACHI; -; 1 pcs | P-12487-00
P-12488-00 | General - Mata Bor Besi, dia. 4 mm; NACHI; -; 1 pcs | P-12488-00
P-12490-00 | General - Mata Bor Besi, dia. 5 mm; NACHI; -; 1 pcs | P-12490-00
P-12492-00 | General - Mata Bor Besi, dia. 6.5 mm; NACHI; -; 1 pcs | P-12492-00
P-12495-00 | Mata Bor besi dia 7.5 mm ex NACHI | P-12495-00
P-12515-00 | General - Mata Bor, HSS, 1 - 13 mm; NACHI; -; 25 pcs per set | P-12515-00
P-12519-00 | Neeple bushing kuningan 1/2x1/4inch | P-12519-00
P-12523-00 | Neeple bushing kuningan 3/4x1/2inch | P-12523-00
P-12695-00 | PC 4200/IMA C90 - Draw in-roller Cpl; GUK; 21401-0007; 1 pcs | P-12695-00
P-12695-00 | PC 4200/IMA C90 - Draw in-roller Cpl; GUK; 21401-0007; 1 pcs | P-12695-00
P-12712-00 | PVC - Dop drat dalam 1/2inch | P-12712-00
P-12721-00 | Reducer PVC AW dia 2inch x 1 1/2inch | P-12721-00
P-12725-00 | Reducer PVC AW dia 3/4inch x 1/2 inch | P-12725-00
P-12746-00 | General - Pipa PVC AW dia. 1 1/2inch, Warna Abu-Abu; Rucika; -; 1 pcs | P-12746-00
P-12747-00 | RUCIKA - Pipa PVC AW dia 3/4inch | P-12747-00
P-12748-00 | General - Pipa PVC AW dia. 1 1/4inch, Warna Abu-Abu; Rucika; -; 1 pcs | P-12748-00
P-12749-00 | RUCIKA - Pipa PVC AW dia 1 inch Warna Abu-Abu | P-12749-00
P-12750-00 | RUCIKA - Pipa PVC aw dia 1/2 inch Warna Abu-Abu | P-12750-00
P-12751-00 | RUCIKA - Pipa PVC AW dia 2 inch Warna Abu-Abu | P-12751-00
P-12752-00 | RUCIKA - Pipa PVC dia. 4inch | P-12752-00
P-12753-00 | SANDFLEX - Mata Gergaji Besi 24TPI 12inch/300mm 10D | P-12753-00
P-12763-00 | Silicone gasket for ferrule dia 1 1/2inch Taiwan | P-12763-00
P-12764-00 | General - Silicone Gasket for Ferrule dia. 1/2inch; Custom; -; 1 pcs | P-12764-00
P-12765-00 | Silicone gasket for ferrule dia 2inch Taiwan | P-12765-00
P-12801-00 | Sock Drat dalam PVC AW dia 1 1/2inch | P-12801-00
P-12803-00 | General - Socket Drat Dalam, PVC AW, 1"; No Brand; -; 1 pcs | P-12803-00
P-12804-00 | Sock Drat dalam PVC AW dia 1/2inch | P-12804-00
P-12806-00 | Sock Drat dalam PVC AW dia 3/4inch | P-12806-00
P-12808-00 | Sock Drat luar PVC AW dia 1 1/2inch | P-12808-00
P-12810-00 | Sock Drat luar PVC AW dia 1inch | P-12810-00
P-12811-00 | Sock Drat luar PVC AW dia 1/2inch | P-12811-00
P-12813-00 | Sock Drat luar PVC AW dia 3/4inch | P-12813-00
P-12816-00 | General - Socket, PVC AW, 1 1/2"; Rucika; -; 1 pcs | P-12816-00
P-12817-00 | Sock PVC AW dia 1 1/4inch | P-12817-00
P-12818-00 | Sock PVC AW dia 1inch | P-12818-00
P-12819-00 | Sock PVC AW dia 1/2inch | P-12819-00
P-12820-00 | Sock PVC AW dia 2inch | P-12820-00
P-12822-00 | Sock PVC dia 3/4inch | P-12822-00
P-12830-00 | Sodium metabisulfit | P-12830-00
P-12881-00 | General - Tee, PVC AW, 1 1/2" x 1 1/2"; No Brand; -; 1 pcs | P-12881-00
P-12883-00 | Tee PVC AW General - Tee PVC AW dia 1/2inch X 1/2inch; Rucika; -; 1 pcs | P-12883-00
P-12888-00 | Tee SS 304 screw dia 1/2inch | P-12888-00
P-12889-00 | Tee SS 316L 1inch x 1inch | P-12889-00
P-12898-00 | Thermaflex lembaran uk. 1.5x1mtr tebal 1inch | P-12898-00
P-12920-00 | General - Tungsten Electrodes dia 1.6 mm; No Brand; -; 1 pc | P-12920-00
P-12930-00 | V-trap PVC uk. 2inch | P-12930-00
P-12942-00 | Water Mur PVC dia 1inch | P-12942-00
P-12943-00 | Water Mur PVC dia 1/2inch | P-12943-00
P-12944-00 | Water mur PVC dia 2inch | P-12944-00
P-12951-00 | Water mur SS 304 dia 3/4inch | P-12951-00
P-12983-00 | Helicoil dia. M6x6mm | P-12983-00
P-12984-00 | Helicoil dia. M8x5mm | P-12984-00
P-12994-00 | General - Adhesive Tape -; Nippon; ASF-110FR; 1 pc | P-12994-00
P-13033-00 | Elbow long sanitary ss 316 dia. 1 Inch | P-13033-00
P-13037-00 | Ferrule to hose 1 inchi | P-13037-00
P-13039-00 | Ferrule - Klem Ferrule 3/4inch SS 316L | P-13039-00
P-13060-00 | Roda Caster Dia : 6" Swivel Flange | P-13060-00
P-13087-00 | Sock Tembaga 1 5/8 inch | P-13087-00
P-13240-00 | Elbow SS 304 welded dia 3/4inch | P-13240-00
P-13249-00 | Pneumatic - E.MC UW-25 Press 0 ? 0.8 Mpa. Dia 1? | P-13249-00
P-13251-00 | Tee SS 304 welded dia 1/2inch | P-13251-00
P-13259-00 | General - Socket Drat Dalam, SS 304, 1"; No Brand; -; 1 pcs | P-13259-00
P-13269-00 | General - Socket, PVC, 4"; Rucika; -; 1 pcs | P-13269-00
P-13285-00 | General - Socket Drat Luar, PVC, 1/2"; Rucika; -; 1 pcs | P-13285-00
P-13365-00 | Cutting Wheel 14" nippon resibon; ; ; | P-13365-00
P-13367-00 | TGK330 Temperature Sensor; Regin Control; ; | P-13367-00
P-13368-00 | PS300X Air Flow Switch; Regin Control; ; | P-13368-00
P-13369-00 | MLTID85 Temperature Limit switch; Regin Control; ; | P-13369-00
P-13370-00 | General - Pulser SCR Heater Controller Wall Mounted 0-10 VD DC; Regin; 240-X010; 1 unit | P-13370-00
P-13383-00 | Silicone Sealant High Temp Red; ; ; | P-13383-00
P-13384-00 | Sok Drat Luar 2" Pvc Rucika; ; ; | P-13384-00
P-13385-00 | Sok Drat Dalam 2 Pvc Rucika; ; ; | P-13385-00
P-13386-00 | Sok Polos 2" Rucika; ; ; | P-13386-00
P-13387-00 | Watermur Pvc 1" Polos Rucika; ; ; | P-13387-00
P-13388-00 | General - Ball Valve 1/2inch; KITZ; -; 1 pcs | P-13388-00
P-13389-00 | Scotch Brite 3M; ; ; | P-13389-00
P-13395-00 | Steel Tool Box LRTBS7 Uk. 42 x 17.5 x 14 cm; KRISBOW: PN: 10224948; pack size per pcs | P-13395-00
P-13396-00 | HEXAGON CRIMPING PLIER 4-16MM2; Krisbow; Part No. KW0103754; | P-13396-00
P-13397-00 | LED WORKLIGHT dan FLASHLIGHT 200dan60LM,3XAA; ; Part No. 10108194; | P-13397-00
P-13398-00 | MEASURING TAPE 5MX19MM W/MAGNET; ; Part No. 10070238; | P-13398-00
P-13404-00 | COMBINATION WRENCH SET 6-22MM 12PCS; Krisbow; Part No. KW0100332; | P-13404-00
P-13405-00 | COMBINATION WRENCH SET 6-32MM 16PCS; Krisbow; Part No. KW0100333; | P-13405-00
P-13406-00 | ADJUSTABLE WRENCH SOFTGRIP 6INC; Krisbow; Part No. KW0101962; | P-13406-00
P-13407-00 | OPEN END WRENCH SET 6-22MM 8PCS; Krisbow; Part No. KW0100296; | P-13407-00
P-13408-00 | OPEN END WRENCH SET 6-32MM 12PCS; Krisbow; Part No. KW0100297; | P-13408-00
P-13412-00 | SCREWDRIVER SET 4PCS; Krisbow; Part No. KW0101633; | P-13412-00
P-13413-00 | ELECTRICIAN SCREWDRIVER PZ 6X100MM; Krisbow; Part No. KW0100765; | P-13413-00
P-13414-00 | COMBINATION PLIER 6INC; Krisbow; Part No. KW0101352; | P-13414-00
P-13415-00 | DIAGONAL CUTTER PLIER 6INC; Krisbow; Part No. KW0101358; | P-13415-00
P-13417-00 | BALLPOINT HEX KEY L 1.5-10MM 9PCS; Krisbow; Part No. KW0101634; | P-13417-00
P-13418-00 | Non-Woven abrasive Size : 6 "x 2" 7; ; ; | P-13418-00
P-13419-00 | Tungsten tig weld Size : 2,4mm; ; ; | P-13419-00
P-13420-00 | Tig Welder Torch No.5 Ceramic 5/16 Bore Size : no.5; ; ; | P-13420-00
P-13421-00 | Tig Torch Medium Back Cap WP 9/20 Size : Long; ; ; | P-13421-00
P-13422-00 | Tig Torch Medium Back Cap WP 9/20 Size : Medium | P-13422-00
P-13423-00 | Tig Torch Short Back Cap WP9/20 Size : Short | P-13423-00
P-13424-00 | Gas Lens 2.4mm Std Body (WP9/20) Size : 2,4mm; ; ; | P-13424-00
P-13425-00 | Tig Welder Torch Collet Body Size : 2,4mm; ; ; | P-13425-00
P-13426-00 | Tig Welder Torch Collet Body Size : 1,6mm; ; ; | P-13426-00
P-13427-00 | Tig Welder Torch Collet Size : 2,4mm; ; ; | P-13427-00
P-13428-00 | Tig Welder Torch Collet Size : 1,6mm; ; ; | P-13428-00
P-13429-00 | General - Cable Ducting 25mm x 40mm; Lokal; -; 1 pcs | P-13429-00
P-13445-00 | Plat Stainless Steel 304; ; ; | P-13445-00
P-13495-00 | Tee Conection Thread SS304 3/4 inch; ; ; | P-13495-00
P-13497-00 | Engsel Piano SS | P-13497-00
P-13498-00 | Panel Lock MS603 | P-13498-00
P-13499-00 | DOP Pipa PVC 4.0 inch | P-13499-00
P-13500-00 | Elbow SCH10 welded SUS304 3/4 inch; ; ; | P-13500-00
P-13501-00 | Pipa SCH10 SUS304 3/4 inch; ; ; | P-13501-00
P-13502-00 | Thread pipa SUS304 3/4 inch | P-13502-00
P-13513-00 | General - Magnehelic Pressure Gauges 2000-500Pa; Dwyer; -; 1 Pc | P-13513-00
P-13530-00 | Pressure Gauge Dial 2 1/2inch Connection Tri-clamp ferrule 1 1/2inch; ; ; | P-13530-00
P-13533-00 | Needle Valve SS304 1/4" Kitz; ; ; | P-13533-00
P-13534-00 | Needle Valve Kuningan 1/4" Kitz; ; ; | P-13534-00
P-13552-00 | Washable filter G4 c/w Galvanized frame Avegare arrestance : 94% Rec. Final Resistance : 250 Pa.; ; Size : 49 x 59 x 4 cm; | P-13552-00
P-13557-00 | Color Ribbon Cassette Model: B9901AX for Recorder Yokogawa Model: SR10006; ; ; | P-13557-00
P-13558-00 | Selenoid Valve 4V210-08 24 VDC; ; ; | P-13558-00
P-13562-00 | Y-Strainer Brass 1 inch; ; ; | P-13562-00
P-13563-00 | Selenoid Valve 2 way, 220VAC, UW-25 UNI-D; ; ; | P-13563-00
P-13564-00 | Pipa Ornamen SS 304 1 1/4inchx 1mm x 6mtr; ; ; | P-13564-00
P-13575-00 | Plotter Pen Purple Model: B9902AR for Recorder Yokogawa Model: SR10002; ; ; | P-13575-00
P-13576-00 | Pen Cartridge Green Model: B9902AN for Recorder Yokogawa Model: SR10002; ; ; | P-13576-00
P-13577-00 | Pen Cartridge Red Model: B9902AM for Recorder Yokogawa Model: SR10002; ; ; | P-13577-00
P-13581-00 | Mata Bor HSS-R | P-13581-00
P-13595-00 | Ball Valve Sanitary SS316 PTFE Connection:Ferrule/Triclamp 3inch | P-13595-00
P-13596-00 | Cutting Diamond Disc for Ceramic Turbo Bosch | P-13596-00
P-13597-00 | Selang Gas ukuran 1/4 inch | P-13597-00
P-13598-00 | Regulator Hydrogen 96A-10M Morris; ; ; | P-13598-00
P-13599-00 | Besi Pejal SS 304 dia.10 mm | P-13599-00
P-13600-00 | General - Besi Pejal, SS 304, dia. 8 mm; No Brand; -; 1 pcs | P-13600-00
P-13601-00 | Besi Pejal SS 304 dia.6 mm | P-13601-00
P-13602-00 | Pipa Hollow SS 304 Uk. 20x 20mm | P-13602-00
P-13603-00 | PW Generator Austar - RO Membranes BW30-400 DOW | P-13603-00
P-13630-00 | Reducer Bushing Kuningan 1/8inch Female x 1/4 Male | P-13630-00
P-13631-00 | Ferrule SS304 1inch x Drat Dalam 1/2inch | P-13631-00
P-13632-00 | Pressure Gauge SS304 0-10bar dial:100mm 1/2inch | P-13632-00
P-13641-00 | Filter SO 5 micron 30 inch O-ring 222 Bayonet; ; ; | P-13641-00
P-13646-00 | Selang Air 1/2 inch | P-13646-00
P-13647-00 | Elbow Drat Luar dan Drat Dalam uk. 1/2 inch | P-13647-00
P-13648-00 | Quick Coupler SM PM 20 Drat 1/4 inch | P-13648-00
P-13649-00 | Tee SS 304 welded dia 3/4 inch | P-13649-00
P-13650-00 | General - Shut off Valve HE-2-QS-6; FESTO; P/N : 153467; 1 Pc | P-13650-00
P-13657-00 | Sock Tembaga 5/8 inch; ; ; | P-13657-00
P-13660-00 | Sock Tembaga 7/8 inch; ; ; | P-13660-00
P-13706-00 | Gasket Flange DN65 | P-13706-00
P-13707-00 | Gasket Flange DN50 | P-13707-00
P-13708-00 | Gasket Flange DN40 | P-13708-00
P-13709-00 | Gasket Flange DN25 | P-13709-00
P-13710-00 | Baut SS countersunk M6x1.0x20 mm Ring Baut | P-13710-00
P-13713-00 | Autoclave Fedegari FVA2/A1 NB2963AT - Oring Viton 71 x 60 x 5.5 mm | P-13713-00
P-13714-00 | Autoclave Fedegari FVA2/A1 NB2963AT - Oring Viton 29 x 22 x 3.5 mm | P-13714-00
P-13715-00 | Autoclave Fedegari FVA2/A1 NB2963AT - Oring Viton 19 x 14 x 2.5 mm | P-13715-00
P-13722-00 | Insulation Pipe 5/8 inch x 3/4 inch | P-13722-00
P-13723-00 | Insulation Pipe 2-3/8 inch x 3/4 inch | P-13723-00
P-13724-00 | Socket Threaded Female SS316 1/2 inch | P-13724-00
P-13725-00 | Quick Coupler 1/2 inch Male | P-13725-00
P-13726-00 | Quick Coupler 1/2 inch Female | P-13726-00
P-13732-00 | Pressure Reducing Valve Flange End PN16 DN40; ; ; - SPIRAX SARCO Item Code : 6100137 | P-13732-00
P-13735-00 | Cable Duct Round Putih 35 x 10 mm; ; ; | P-13735-00
P-13745-00 | Filter Core Drier - D48 | P-13745-00
P-13754-00 | Electronic Valve Actuator ; Brand : Siemens ; P/N : SQS65 ; Pack Size : pcs | P-13754-00
P-13755-00 | Selenoid Valve 2 Way Brass, 24VDC, 1/4 inch; ; ; | P-13755-00
P-13758-00 | STILL RX 50-10C - Oil Rem | P-13758-00
P-13759-00 | STILL RX 50-10C - Wheel Brake Cyl | P-13759-00
P-13760-00 | V-trap PVC uk. 4 inch | P-13760-00
P-13773-00 | Valve PN16 DN25 for Actuator SQS65 Siemens; ; ; | P-13773-00
P-13787-00 | General - IAF HB Series (H13) Minimum eff.: 99.99% on 0.3 micron, Size: 305 x 305 x 292mm; IAF; -; 1 pc | P-13787-00
P-13887-00 | Kawat Seling SS dia 4mm | P-13887-00
P-14244-00 | General - UV Lamp SD55-320W; Hanovia; 130071-0320-C; 1 pc | P-14244-00
P-14245-00 | General - Shut off valve HE-2-QS-8; FESTO; P/N : 153468; 1 Pc | P-14245-00
P-14249-00 | Baut SS L M4 x 30 mm + Mur + Ring; ; ;; ; ; | P-14249-00
P-14268-00 | Baut hexagonal SS M4x20mm+Mur+Ring; ; ; | P-14268-00
P-14269-00 | Baut hexagonal SS M4x10mm+Mur+Ring; ; ; | P-14269-00
P-14357-00 | Ring Plate SS M8; ; ; | P-14357-00
P-14358-00 | Ring Plate SS M6; ; ; | P-14358-00
P-14376-00 | Gasket 2 1/2" /EPDM; ; ; | P-14376-00
P-14377-00 | General - Gasket Ferrule EPDM 1inch; Lokal; -; 1 pc | P-14377-00
P-14378-00 | Sanitary Butterfly Valve SS316 1" Ferrule; ; ; | P-14378-00
P-14379-00 | Gasket 3/4" /EPDM; ; ; | P-14379-00
P-14380-00 | Mechanical Seal Kit untuk Pompa Looping WFI SKID; ; c/n 9611922178; | P-14380-00
P-14407-00 | General - Gate Valve 1/2inch; Kitz; -; 1 pc | P-14407-00
P-14424-00 | Garam Kutreat RGN-9800F; ; ; 25Kg/zak | P-14424-00
P-14434-00 | Tee Sanitary Expanding (long) SS 316 L Dia 1" - Sodime; ; ; | P-14434-00
P-14442-00 | IAF HBHV Series (Hepa Filter) H13, Min Eff: 99,99% on 0,3 micron, Size: 610x610x292 mm; ; ; | P-14442-00
P-14443-00 | IAF HB Series (Hepa Filter) H13, Min Eff: 99,99% on 0,3 micron, Size: 610x305x93 mm; ; ; | P-14443-00
P-14444-00 | IAF HB Series (Hepa Filter) H13, Min Eff: 99,99% on 0,3 micron, Size: 610x610x93 mm; ; ; | P-14444-00
P-14445-00 | Filter IAF HB Series (Hepa Filter) H14, Min eff: 99,999 %, on 0.3 micron, Size: 610x305x93 mm; ; ; | P-14445-00
P-14453-00 | General - Filter IAF MB Series (Medium Filter), efficiency : 60-65 %, Size: 24 x 24 x 12 inch; IAF; -; 1 pcs | P-14453-00
P-14453-00 | General - Filter IAF MB Series (Medium Filter), efficiency : 60-65 %, Size: 24 x 24 x 12 inch; IAF; -; 1 pcs | P-14453-00
P-14454-00 | General - Filter IAF MB Series (Medium Filter), efficiency : 60-65 %, Size: 12 x 24 x 12 inch; IAF; -; 1 pcs | P-14454-00
P-14454-00 | General - Filter IAF MB Series (Medium Filter), efficiency : 60-65 %, Size: 12 x 24 x 12 inch; IAF; -; 1 pcs | P-14454-00
P-14455-00 | Filter IAF MBV Series (Medium Filter), efficiency : 80-85 %, Size: 24 x 24 x 12 inch; IAF; ; | P-14455-00
P-14456-00 | Filter IAF MBV Series (Medium Filter), efficiency : 80-85 %, Size: 12 x 24 x 12 inch; IAF; ; | P-14456-00
P-14457-00 | General - Filter IAF MBV Series (Medium Filter), efficiency : 90-95 %, Size: 24 x 24 x 12 inch; IAF; -; 1 pcs | P-14457-00
P-14458-00 | Filter IAF MBV Series (Medium Filter), efficiency : 90-95 %, Size: 12 x 24 x 12 inch; IAF; ; | P-14458-00
P-14459-00 | Filter IAF HB Series (Hepa Filter) H14, Min Eff : 99,999 % on 0.3 micron, Size: 610x610x93 mm; IAF; ; | P-14459-00
P-14460-00 | Filter IAF HB Series (Hepa Filter) H13, Min Eff : 99,99% on 0,3 micron, Size: 610x610x93 mm; IAF; ; | P-14460-00
P-14516-00 | Filter IAF HB Series (Hepa Filter) H14, Min eff: 99,999 %, on 0.3 micron, Size: 610 x 1220 x 93 mm; IAF; ; 1 pc | P-14516-00
P-14519-00 | General - Baut Hexagonal, SS, M8 x 30 mm + Mur + Ring; No Brand; -; 1 pcs | P-14519-00
P-14521-00 | Freon R410A; Dupont; ; | P-14521-00
P-14522-00 | Dynabolt M12x60mm; ; ; | P-14522-00
P-14528-00 | Pressure Gauge 2,5 inch 0-10 Bar, Sanitary Diaphragm Seal; ; ; | P-14528-00
P-14764-00 | Tee PVC 4" Rucika | P-14764-00
P-14877-00 | General - Kabel NYYHY 3 x 2.5mm; SUPREME; -; 1 meter | P-14877-00
P-14899-00 | Electrode Set Ozone Generator; Ozonia MKIV; ; | P-14899-00
P-14900-00 | Quartz sleeve Hanovia UV System; HANOVIA; p/n 120207042; | P-14900-00
P-14901-00 | Sleeve Seal Hanovia UV System; HANOVIA; p/n 600143025; | P-14901-00
P-14906-00 | UV Sensor Housing Hanovia UV System; HANOVIA; p/n 270264043; | P-14906-00
P-14907-00 | Washable Filter (G4), Type C 15 - 500, c/w Aluminium Frame, Average arrestance 97%, Rec. Final resistance 250 Pa, Size 20x 20x 2 ; IAF; ; | P-14907-00
P-14910-00 | Washable Filter (G4), Type C 15 - 500, Average arrestance 97%, Rec. Final resistance 250 Pa, Size 2 x 20 m; IAF; ; | P-14910-00
P-14928-00 | Watermur 2" SS 304; ; ; | P-14928-00
P-14948-00 | Fitting Male Elbow KQ2L08-02AS; ; ; | P-14948-00
P-14949-00 | Fitting Male Elbow KQ2L08-03AS; ; ; | P-14949-00
P-14950-00 | General - KQ2 Fitting, KQ2T04-00A; SMC Pneumatics; -; 10 pcs per pack | P-14950-00
P-14951-00 | General - Fitting Union Tee KQ2T06-00A; SMC; -; 1 pc | P-14951-00
P-14952-00 | General - KQ2 Fitting, KQ2T08-00A; SMC Pneumatics; -; 10 pcs per pack | P-14952-00
P-14953-00 | Straight Reducer KQ2H04-06A; ; ; | P-14953-00
P-14954-00 | Straight Reducer KQ2H06-08A; ; ; | P-14954-00
P-14955-00 | Straight Union KQ2H04-00A; ; ; | P-14955-00
P-14956-00 | General - Straight Union KQ2H06-00A; No Brand; -; 1 Pc | P-14956-00
P-14957-00 | Straight Union KQ2H08-00A | P-14957-00
P-14959-00 | PVC - Dop 1/2 inch; ; ; | P-14959-00
P-14960-00 | PVC - Dop 1 inch; ; ; | P-14960-00
P-14966-00 | General - Gate Valve Kuningan 2inch; Kitz; -; 1pc | P-14966-00
P-14969-00 | Fitting PVC - SDL PVC 3/4"; ; ; | P-14969-00
P-14970-00 | General - Pipa PVC AW dia. 2 1/2inch, Warna Abu-Abu; Rucika; -; 1 pcs | P-14970-00
P-14974-00 | PVC - Sock AW 2 1/2"; ; ; | P-14974-00
P-14976-00 | Ball Valve PVC 1/2"; ; ; | P-14976-00
P-14977-00 | Pipa Sanitary 1" SS 316; ; ; | P-14977-00
P-14980-00 | General - Seal Ferrule Teflon 3/4inch; No Brand; -; 1 pcs | P-14980-00
P-14980-00 | General - Seal Ferrule Teflon 3/4inch; No Brand; -; 1 pcs | P-14980-00
P-14992-00 | Ferrule to Hose 3/4 inch | P-14992-00
P-14993-00 | Ferrule to Hose 1,5 inch x 7mm; ; ; | P-14993-00
P-14995-00 | General - Reducer SS316 Sanitary dia. 1inch x 3/4inch; No Brand; -; 1 pc | P-14995-00
P-14998-00 | Room Press. Monitoring, P/N. 547-104A; ; ; | P-14998-00
P-14999-00 | Room Press. Monitoring, P/N. 547-103A; ; ; | P-14999-00
P-15000-00 | Air Diff. Press. Switch, P/N. QBM81; ; ; | P-15000-00
P-15001-00 | Air Duct Temp. Sensor, P/N. 536-811; ; ; | P-15001-00
P-15002-00 | Room Air Temp. & RH Sensor, P/N. QFA2060D; ; ; | P-15002-00
P-15017-00 | Selang Spiral Compressor dia.8 mm Include Coopler | P-15017-00
P-15036-00 | IAF HBMP Series (H13); Minimum effeciency : 99.99% on 0.3 micron;Size;1220X610X93 mm; Rec.final resi; ; ; | P-15036-00
P-15037-00 | IAF HBMP Series (H13); Minimum effeciency : 99.99% on 0.3 micron;Size;305X305X93 mm; Rec.final resis; ; ; | P-15037-00
P-15038-00 | IAF HBMP Series (H14); Minimum effeciency : 99.999% on 0.3 micron;Size ;305X305X93 mm; Rec.final res; ; ; | P-15038-00
P-15052-00 | General - Element Filter 1 micron; NXE-400-Z; -; 1 pc | P-15052-00
P-15053-00 | General - Element Filter 0.01 micron; NXE-400-X; -; 1 pc | P-15053-00
P-15076-00 | Fitting KQ2H10-04AS; ; ; | P-15076-00
P-15077-00 | Fitting KQ2H06-03AS; ; ; | P-15077-00
P-15078-00 | General - ELBOW PVC AW 2" ; Rucika; -; 1 pc | P-15078-00
P-15351-00 | FESTO - Plastic tubing PUN-10x1,5-BL (Blue) p/n 159668; ; ; | P-15351-00
P-15371-00 | Fedegari - Seal Door; ; ; | P-15371-00
P-15390-00 | Roda PU (Poliurethane) Uk. 4 inch; ; ; | P-15390-00
P-15391-00 | Fitting PVC - Reducer PVC AW 4" x 2"; ; ; | P-15391-00
P-15394-00 | Reducer Sock SS304 1/2 inch x 1/4 inch | P-15394-00
P-15412-00 | HEPA Filter H13 (99,97% At DOP); Size : 762 x 457 x 150 mm; Type : 1FRSI-762 x 457 x 150-1SIHT; ; Art No. 16280027-01; | P-15412-00
P-15413-00 | Ball Float Steam Trap 1 inch Screw BSP | P-15413-00
P-15419-00 | Sensor Turck No 10-30 VDC, 200mABi8U-Q08-AP6X2-V1131; Turck; ; | P-15419-00
P-15429-00 | Fedegari FVA2/A1 S/N : NB2964AT - Cover Seal FVM-A/2 FOB2 (Code: PP600265); ; ; | P-15429-00
P-15432-00 | Fitting KQ2E08-00; ; ; | P-15432-00
P-15433-00 | General - Fitting KQ2E06-00A; SMC; -; 1 Pc | P-15433-00
P-15436-00 | IAF G Series (G4); Average effeciency : 25 30%; Size : 16 x 25 x 1 (395 x 630 x 25 mm); Rec.final r; ; ; | P-15436-00
P-15437-00 | CABLE SPIRAL WRAPPING, TYPE KS24, BRAND KSS; ; ; | P-15437-00
P-15438-00 | General - Cable Spiral Wrapping; KSS; KS12; 1 Pc | P-15438-00
P-15446-00 | Flowmeter Merk Wiebrock; 60 LPM 0-60 liter/menit; ; ; | P-15446-00
P-15447-00 | Flowmeter Merk Wiebrock; 100 LPM, 0 - 100liter / menit; ; ; | P-15447-00
P-15448-00 | Flowmeter Mfg : Dwyer; Type : MMA-5; ; ; | P-15448-00
P-15449-00 | Flowmeter Mfg : Dwyer; Type : RMA-1-SSV-ARB; Range : 0.05-0.4 SCFH AIR; ; ; | P-15449-00
P-15596-00 | Elbow SS 304 dia. 1 Sch 10 | P-15596-00
P-15766-00 | Tee PVC dia. 1 1/2" | P-15766-00
P-15774-00 | General - Tee, SS 304, Sch 10, Butt Welded, 1 x 1inch; No Brand; -; 1 pcs | P-15774-00
P-15817-00 | General - Gasket Teflon Lembaran, Tebal 5mm, Size: 1000 x 1000mm; No Brand; -; 1 pc | P-15817-00
P-15818-00 | Gasket Tombo 1000, Tebal 5mm, uk.1270x1270mm; ; ; | P-15818-00
P-15833-00 | SMC - Pressure Filter Regulator Manual Drain AW30-03BG-A; ; ; | P-15833-00
P-15834-00 | SMC - Pressure Filter Regulator Auto Drain AW40-40DG-A; ; ; | P-15834-00
P-15850-00 | AIR FLOW SWITCH PS 300 X, REGIN, 20-300 PA | P-15850-00
P-15851-00 | AMPLAS EAGLE 100 | P-15851-00
P-15852-00 | General - Ampelas P500; EAGLE; -; 1 pcs | P-15852-00
P-15853-00 | CATRIDGE FILTER; CHINA; 5 MM | P-15853-00
P-15854-00 | CATRIDGE FILTER; LOCAL; 5 MM | P-15854-00
P-15855-00 | FITTING UNION TEE, SMC, KQ2T10-00A | P-15855-00
P-15856-00 | FLOW VALVE, KYLOLA, KFH-CA44 | P-15856-00
P-15857-00 | INVERTER,DANFOSS, VLT2980PT4B20STR0DBFOOA21C1 S/N 56670CA465 | P-15857-00
P-15858-00 | LEM ISOLASI, ARMAFLEX, 1 CAN | P-15858-00
P-15859-00 | LEM PVC 45 GRAM, ISARPLAS | P-15859-00
P-15860-00 | LEM, K-FLEX, 1 CAN : 2.6LTR | P-15860-00
P-15861-00 | LIQUID GASKET, THREE BOND | P-15861-00
P-15862-00 | PAPER RECORD YOKOGAWA; FOLDING CHART B9565AW | P-15862-00
P-15863-00 | PRESSURE SWITCH DANFOSS, DANFOSS, KP35 | P-15863-00
P-15864-00 | ROOM PRESS MONITORING, SIEMENS, P/N. 547-103A | P-15864-00
P-15865-00 | TEMPERATURE SENSOR,JUMO, 1XPT 100, TEMP 0-150C | P-15865-00
P-15866-00 | THREAD SEALANT, LOCTITE 554 | P-15866-00
P-15867-00 | THREAD SEALANT, LOCTITE, 243 MEDIUM STRENGTH | P-15867-00
P-15868-00 | VENT FILTER, TEFTEC 0,2-5 P7S | P-15868-00
P-15869-00 | VENT FILTER, PALL, NOVASIP C3 PFRP1 FILTER CAPSULE | P-15869-00
P-15870-00 | VENT FILTER, TEFTEC, TEFTEC 0,2-10 P7S | P-15870-00
P-15871-00 | VENT FILTER, KLEENPAK, 0.2 ?M, | P-15871-00
P-15880-00 | Keramik Argon No. 5 | P-15880-00
P-15903-00 | Freon Refrigerant Dupon Suva R507; ; ; | P-15903-00
P-15904-00 | Filter Catridge; Type : TefTEC Series; P/N : TefTEC 0.2 - 5 P7S; Micron : 0.2 Micron; Lenght : 5 Inc; ; ; | P-15904-00
P-15905-00 | Filter Catridge Type: TefTEC Series P/N : TefTEC 0.2 - 10 P7S Lenght : 10 Inch O-Ring : 226 Fin | P-15905-00
P-15938-00 | General - Water Hardness Test Kit; No Brand; -; 1 Pc | P-15938-00
P-15942-00 | Blind Ferrule SUS304 1.0"; ; ; | P-15942-00
P-15943-00 | Blind Ferrule SUS304 1/2"; ; ; | P-15943-00
P-15944-00 | Sealing belt (nillon) 1.5 cm x 77cm; ; ; | P-15944-00
P-15945-00 | WEDGE BELT OPTIBELT SPA 2082 | P-15945-00
P-15960-00 | General - Freon R32; Dupont; -; 1 pcs | P-15960-00
P-15961-00 | Freon 134A ;; ; ; | P-15961-00
P-15964-00 | Ball valve kuningan 1 inch KITZ; ; ; | P-15964-00
P-15993-00 | Digital Torque Wrench SQ 3/8 Inc 6,8-135Nm; ; ; pieces | P-15993-00
P-16136-00 | Baut SS L M6 x 20 mm + Mur + Ring; ; ;; ; ; | P-16136-00
P-16137-00 | Baut SS L M6 x 30 mm + Mur + Ring; ; ;; ; ; | P-16137-00
P-16250-00 | Cutting Wheel Nippon Resibon A-46S BF dia. 105 mm | P-16250-00
P-16308-00 | Fisher S 8 (1 box : 100 pcs) | P-16308-00
P-16359-00 | General - Hand Tap M 6 x 1,0 mm; Yamawa; -; 3pcs/set | P-16359-00
P-16402-00 | Kaca Las Warna Hitam No. 10 | P-16402-00
P-16474-00 | General - Lem PLastic Steel Epoxy + Hardener 5 menit; Dextone; -; 1 set | P-16474-00
P-16540-00 | Meteran Saku Panjang : 5 mtr | P-16540-00
P-16596-00 | General - Paku Ripet 5mm; No Brand; -; 1000pcs/box | P-16596-00
P-16635-00 | Pipa SS 304 Sch 10 dia. 1 x 6000 mm | P-16635-00
P-16970-00 | Terminal viking uk. 2,5 mm; ; ; | P-16970-00
P-16971-00 | Vent Filter Feed Water Tank; KA1V002PV1; KP 1 Emflon II Capsule 0.2 m; KLEENPAK; ; ; | P-16971-00
P-16972-00 | Vent Filter HE Press 6.5 bar, temp. 40C ; Brand : NOVASIP ( PALL ) ; P/N : C3PFRPI , IT09556493 ; Pack Size : pcs | P-16972-00
P-16974-00 | Strainer KITZ 1 1/2" BRASS; ; ; | P-16974-00
P-16975-00 | Strainer KITZ 1 1/4" BRASS; ; ; | P-16975-00
P-16976-00 | IAF HBMP Series (H14) Size:305x610x93mm effeciency:99,999% on 0,3 um; Rec.final resistance:500 Pa;; ; ; | P-16976-00
P-16991-00 | Ferrule Welding dia.1"; ; ; | P-16991-00
P-16992-00 | Elbow SS304 SCH 10x1/2 inch | P-16992-00
P-17000-00 | Dynabolt M8; ; ; | P-17000-00
P-17001-00 | Hexabolt M8; ; ; | P-17001-00
P-17026-00 | Cover Gasket Set DN15-25MM; ; ; | P-17026-00
P-17027-00 | Complete Gasket set for 1 1/2" FT43-10TV; ; ; | P-17027-00
P-17034-00 | O-ring Gasket packet for 1/2" BTM7 Thermostatic Steam Trap; ; ; | P-17034-00
P-17040-00 | Brake Fluid Prestone @300ml; ; ; | P-17040-00
P-17041-00 | Sok Pneumatic 1/2 x 6 inch; ; ; | P-17041-00
P-17044-00 | Rubber Leveling Feet M10; ; ; | P-17044-00
P-17047-00 | Hexabolt M6; ; ; | P-17047-00
P-17048-00 | Regulator Argon | P-17048-00
P-17049-00 | Kikir Besi 8"; ; ; | P-17049-00
P-17050-00 | Elbow 90 Kuningan 1/4" NPT x 6mm Tubing; ; ; | P-17050-00
P-17051-00 | Threading Pipe SS304 1/2"; ; ; | P-17051-00
P-17052-00 | Check Valve BRONZE 3/4"; ; ; | P-17052-00
P-17060-00 | Baut V Sink 5 x 10 mm; ; ; | P-17060-00
P-17061-00 | Baut V Sink 4 x 10 mm; ; ; | P-17061-00
P-17062-00 | General - Element Filter for N2; NEXUS; NXE-90-Z; 1 pc | P-17062-00
P-17064-00 | Bench Grinder GBG 35-15 6" Bosch; ; ; | P-17064-00
P-17065-00 | Hot Gun GHG630 2000 w Bosch; ; ; | P-17065-00
P-17066-00 | Pompa Submersible; ; ; - POMPA SUBMERSIBLE SB 3 | P-17066-00
P-17068-00 | PRV 7 - Pressure Reducing Valve 1 bar BRASS 3/4" KITZ; ; ; | P-17068-00
P-17071-00 | Double neeple SS 304 dia 1/4inch; ; ; | P-17071-00
P-17073-00 | Ferrule 3/4" SS 316L; ; ; | P-17073-00
P-17079-00 | Roda Caster Dia : 2" Swivel Flange With Brake; ; ; | P-17079-00
P-17167-00 | General - Hollow SS304 Uk. 30 x 30 x 1.5 x 6000mm; No Brand; -; 1 Pcs | P-17167-00
P-17176-00 | Protection Cover For Emergency Push Button 22mm FORT | P-17176-00
P-17223-00 | Shock Pipa PVC 1 1/2"; RUCIKA; ; pcs | P-17223-00
P-17252-00 | Clamp Holder Pipa SS304 2 Inch | P-17252-00
P-17253-00 | Hose Yee Joint Kuningan 1/2 inch | P-17253-00
P-17254-00 | Sock Drat dalam SS 304 1/2 Inch | P-17254-00
P-17255-00 | Nepple Hose SS304 1/2 Inch | P-17255-00
P-17260-00 | Oil seal G.14x20x3 mm | P-17260-00
P-17272-00 | O-ring Epdm 9 x 4 x 2,5 mm ; Brand : - ; P/N : - ; Pack Size : pcs | P-17272-00
P-17273-00 | O-ring Epdm 9 x 5 x 2 mm ; Brand : - ; P/N : - ; Pack Size : pcs | P-17273-00
P-17278-00 | Kawat las TIG Argon TGS-50 dia 1.6 mm | P-17278-00
P-17290-00 | Filter Regulator Brand : SMC P/N : AW20-02BG-C-A Pack Size : pcs | P-17290-00
P-17323-00 | Plate Gasket 3233014146 Alfa Laval | P-17323-00
P-17347-00 | General - Pre Filter G4 2m x 20m x 2mm; No Brand; -; 1 Pc | P-17347-00
P-17348-00 | Steam Trap Ball Float DN40 Flange PN16 ARI | P-17348-00
P-17358-00 | Oring EPDM 41.5x35x3.5 mm | P-17358-00
P-17359-00 | O-ring EPDM 41.5 x 35 x 3.5 mm ; Brand : - ; P/N : - ; Pack Size : pcs | P-17359-00
P-17360-00 | Oring EPDM 22.5x15.5x3.5 mm | P-17360-00
P-17361-00 | General - O-ring EPDM 15 x 9 x 3 mm; No Brand; -; 1 pc | P-17361-00
P-17363-00 | General - Ferrule SS 316, 1/2inch; No Brand; -; 1 pcs | P-17363-00
P-17368-00 | Gate valve 2 inch Flange JIS 10K | P-17368-00
P-17387-00 | Timming Belt 300L 025 Optibelt | P-17387-00
P-17388-00 | Pressure Gauge Membrane Sanitary Conn. Ferrule 1.5 inch Center Back SS 316L 0 s/d 10 bar WIKA | P-17388-00
P-17389-00 | General - Kawat Las SS316 3.2mm; No Brand; -; 1 kg | P-17389-00
P-17390-00 | PALL - AB1PFR7PVH4, 0.2 um; ; ; | P-17390-00
P-17399-00 | Tee PVC AW 1 inch x 1/2 inch | P-17399-00
P-17449-00 | Box Panel SS304 20 x 20 x 15 cm | P-17449-00
P-17451-00 | Belt SPA 1132 LW | P-17451-00
P-17452-00 | Ac Reflector Acrilik 1/2 - 1 PK | P-17452-00
P-17466-00 | Kawat Las Argon SS 304 Dia : 1.2 mm kg | P-17466-00
P-17481-00 | Per tekan - SS304 Dia. OD:4.5mm Pjg:55mm T:0.5mm | P-17481-00
P-17497-00 | Tee Drat 1 inch + Vlog Ring Brass 1 x 3/4inch | P-17497-00
P-17508-00 | Manifold For Selenoid Valve 1/8inch 3 Port | P-17508-00
P-17539-00 | Seal Ferrule Silicone 4 inch | P-17539-00
P-17540-00 | Chain Block 1 Ton x 5 Mtr | P-17540-00
P-17543-00 | Neepel Hose SS304 dia 1/4 inch | P-17543-00
P-17548-00 | Diaphragm (L) PRV 25P DN40 Code: 3265690 Spirax Sarco | P-17548-00
P-17549-00 | SMC - Air Filter AF20-02-A | P-17549-00
P-17552-00 | Lower Fuser Pressure Printer Laserjet P 3015 | P-17552-00
P-17560-00 | Thermodynamic Steam Trap 1/2 inch connection : Screwed BSP | P-17560-00
P-17561-00 | Bucket Steam Trap 1/2 inch connection : Screwed BSP | P-17561-00
P-17562-00 | General - Mounting Base 20 x 20mm; SIGMA; -; 1 Pc | P-17562-00
P-17569-00 | Carbon Vanes VT4.16 BECKER | P-17569-00
P-17640-00 | Flowmeter Fortex TP SS316 2 1/2 Inch,220 VAC, Modbus RS485; SHM; ; | P-17640-00
P-17645-00 | Chemical - Sodium Hiphoclorite; No Brand; -; 1 Liter | P-17645-00
P-17656-00 | Hollow SS201 10x10x1.2 mm | P-17656-00
P-17657-00 | Roda PU 2 Inc | P-17657-00
P-17658-00 | Magnet Door Cabinet | P-17658-00
P-17659-00 | Tarikan Laci Bulat SS | P-17659-00
P-17668-00 | General - Flow Control With Fitting, AS2002F-04; SMC Pneumatics; -; 1 pcs | P-17668-00
P-17675-00 | Ball Valve SS304 1/2 Inch | P-17675-00
P-17676-00 | Gas Wonder Fuel 220 Gram | P-17676-00
P-17677-00 | Portable Gas Torch | P-17677-00
P-17679-00 | Water Mur PVC DIA 1 1/2"; ; ; pcs | P-17679-00
P-17680-00 | General - Water Mur PVC dia. 2 1/2inch; No Brand; -; 1 pcs | P-17680-00
P-17681-00 | Tee PVC AW dia 2 inch x 1 inch | P-17681-00
P-17717-00 | Fisher S 8 (1 box : 100 pcs) | P-17717-00
P-17749-00 | Reducing Nepple SS304 1/2Inch - 1/4Inch | P-17749-00
P-17812-00 | Nepple Hose Kuningan 1/2 Inch | P-17812-00
P-17818-00 | Heater Double Loop SS304 Dia: 8,2 x 255 mm Nepple: M12 Baut: M4 1500W 230V; ; ; | P-17818-00
P-17830-00 | Cleaner Stainless Stell & Polish; 3M; ; | P-17830-00
P-17858-00 | Hepa Filter - H14 ( 99.999% ) size:305x610x69mm;; IAF; ; | P-17858-00
P-17862-00 | Tee PVC AW dia 1 1/4inch x 1 1/2inch | P-17862-00
P-17867-00 | Clamp Ferrule SS304 dia 2"; ; ; | P-17867-00
P-17875-00 | SMC - Air Regulator type AR20-02BG-B | P-17875-00
P-17896-00 | General - Hole Saw for Stainless Steel, dia. 37 mm; No Brand; -; 1 pcs | P-17896-00
P-17897-00 | General - Single Tape Foam 3mm x 25mm; No Brand; -; 10meter/roll | P-17897-00
P-17898-00 | Baut SS hexagonal M12x100 mm + mur; ; ; | P-17898-00
P-17899-00 | SCHINDLER ELEVATOR - Door Shoe; ; ; | P-17899-00
P-17920-00 | Rantai RS-35 Hitech | P-17920-00
P-18019-00 | General - Dial 4" Pressure Gauge 0-10 bar; Connection: 3/8", Screwed BSP; Spirax Sarco; 273300; 1 pc | P-18019-00
P-18027-00 | Valve Lockout Tagout Kit : With Loto Tag Cable Hasp Ball,Gate Valve; ; ; | P-18027-00
P-18028-00 | Commercial Lockout Tagout Kit : With Lock, Breaker Lock Outs; ; ; | P-18028-00
P-18066-00 | General - Hepa Filter H13 (99,95%) Size: 610 x 610 x 90; Camfil; -; 1 Pc | P-18066-00
P-18067-00 | General - Lampu TL LED T5 16 W 6000 K; No Brand; -; 1 unt | P-18067-00
P-18138-00 | Baut Hex M5 Machining As Mat SUS 316L | P-18138-00
P-18140-00 | General - Sanitary Diaphragma Pressure Gauge Membrane Conn. Ferrule 1.5 inch Center Back SS 316 0 s/d 10 bar; SPV; -; 1 Pc | P-18140-00
P-18160-00 | Kunci pas ring set; ; ; | P-18160-00
P-18170-00 | Kunci pas ring 22 mm; ; ; | P-18170-00
P-18171-00 | Kunci pas ring 24 mm; ; ; | P-18171-00
P-18213-00 | Part for Isolator - Breathing Hepa Filter 75D x 75H mm | P-18213-00
P-18214-00 | Part for Isolator - RTP 190 mm; Alpha port 190 mm dia; ; ; | P-18214-00
P-18240-00 | General - Stang Sealant; Tekiro; -; 1 Pc | P-18240-00
P-18255-00 | KITZ - Gate Valve dia 2 1/2 inch; ; ; | P-18255-00
P-18267-00 | Double Neple SS 304 Ukuran :1/2 inch | P-18267-00
P-18274-00 | Tee SS 304 Sch 10 welded dia 4 inch | P-18274-00
P-18275-00 | Reducer SS 304 Sch 10 welded dia 4x2 inch | P-18275-00
P-18276-00 | Sock Drat SS 304 2 inch | P-18276-00
P-18277-00 | Elbow PVC AW 45 deg dia 2 Inch; ; ; | P-18277-00
P-18278-00 | Van Belt SPZ 1500 LW Mitshuboshi | P-18278-00
P-18279-00 | Refrigerant R 134 A | P-18279-00
P-18280-00 | Mechanical seal CRN 5-32 | P-18280-00
P-18290-00 | Festo Standar Cylinder DSBC-40-40-PPVA-N3 PN. 1376657; ; ; pc | P-18290-00
P-18331-00 | Double Nepple Kuningan 1/8inch | P-18331-00
P-18358-00 | Quick Coupler Air Brush 1/8 inch; ; ; | P-18358-00
P-18368-00 | Manual Actuator DN4 - DN15 type: 601 P/n: 9601 8M A 0 TS; GEMU; ; | P-18368-00
P-18407-00 | Seal Ferrule EPDM 1/2"; ; ; | P-18407-00
P-18410-00 | Dynabolt M6 x 85mm; ; ; | P-18410-00
P-18435-00 | Spring Sidearm Kit; Sanco; P/N : EP001287SP; | P-18435-00
P-18447-00 | Sample Pump Head for TOC Sievers M500; ; ; | P-18447-00
P-18448-00 | Resin Bed Replacement for TOC Sievers M500; ; ; | P-18448-00
P-18462-00 | Oil Seal 10x14x3; ; ; | P-18462-00
P-18466-00 | Door Stickers T30A; upgraded type; ; ; | P-18466-00
P-18467-00 | Pass Box Stickers JZC-A Kecil; ; ; | P-18467-00
P-18468-00 | Pass Box Stickers ZC-A; ; ; | P-18468-00
P-18470-00 | Misumi - HXNHFFLT-SUS-M5-10; ; ; | P-18470-00
P-18472-00 | General - Thermostatic Steam Trap LV6-CE DN20 SS; TLV; -; 1 Pc | P-18472-00
P-18475-00 | General - Mechanical Single Shaft Seal LKH SIC/SIC/EPDM for LKH35/216/SSS/5.5KW; Alfalaval; -; 1 pc | P-18475-00
P-18500-00 | Pipa SS316 1 inch Sch20; ; ; | P-18500-00
P-18501-00 | Elbow SS 316 1inch Sch20; ; ; | P-18501-00
P-18504-00 | Chemours - Freon 404A;; ; ; | P-18504-00
P-18512-00 | Pipa Tembaga AC Uk. 1 3/8 inch; ; ; | P-18512-00
P-18546-00 | Constan Air Volume EN 200x100 with Flow Scale 0-600 CMH; TROX; ; | P-18546-00
P-18554-00 | General - Baut Hexagonal, SS 304, M4 x 8 mm; No Brand; -; 1 pcs | P-18554-00
P-18555-00 | General - Baut L, SS 304, M3 x 6 mm + Mur; No Brand; -; 1 pcs | P-18555-00
P-18556-00 | General - Baut L, SS 304, M3 x 10 mm + Mur; No Brand; -; 1 pcs | P-18556-00
P-18557-00 | Snap Ring Dalam SS 304 Uk. 19 mm; ; ; | P-18557-00
P-18572-00 | Flow assembly for electrodes ORP type 462 5020-40; JUMO; ; | P-18572-00
P-18598-00 | General - Cast Iron Pipe Clamp, 2"; No Brand; -; 1 pcs | P-18598-00
P-18599-00 | General - Cast Iron Pipe Clamp, 4"; No Brand; -; 1 pcs | P-18599-00
P-18618-00 | Chemical - Kuclean; No Brand; HL-351; 20L/can | P-18618-00
P-18619-00 | Filling VFM100 - Guide Vial Material SUS 304; ; ; | P-18619-00
P-18620-00 | Filling VFM100 - Piringan Loadcell Material SUS304; ; ; | P-18620-00
P-18646-00 | Global Power Supply PN. 6R_SA2120-01C; ; ; | P-18646-00
P-18665-00 | Heavy clamp ferrule 1 - 1 1/2 inch; SS304L;; ; ; | P-18665-00
P-18666-00 | General - Vlok Ring, Kuningan/Brass, 1 x 1/2inch; No Brand; -; 1 pc | P-18666-00
P-18667-00 | Freeze Dryer MBE1207 - Gasket Slot Door Silicone dia 13 mm; ; ; | P-18667-00
P-18711-00 | General - Hand Taps M 4 x 0.7 mm Made In Japan ; Yamawa; ; 1 set = 3 pcs | P-18711-00
P-18712-00 | General - Hand Taps M 5 x 0.8 mm Made In Japan ; Yamawa; -; 1 set = 3 pcs | P-18712-00
P-18713-00 | Screw Extractor Merek Tekiro (1 set = 6 pcs); ; ; | P-18713-00
P-18725-00 | General - Freon R507; Chemours; -; 1 pcs | P-18725-00
P-18769-00 | Mata Gerinda Potong 4" Merek WD; ; -; 20 pc | P-18769-00
P-18788-00 | Baut SS Hexagon SS M6x55mm + Mur; ; ; | P-18788-00
P-18789-00 | Gland Packing Teflon PTFE 4x4 mm; ; ; | P-18789-00
P-18821-00 | Neppel Pentil Pengisian Freon Uk. 1/4"; ; ; | P-18821-00
P-18833-00 | Gland Packing Teflon PTFE 8x8; ; ; | P-18833-00
P-18834-00 | Gland Packing Teflon PTFE 6x6; ; ; | P-18834-00
P-18835-00 | Solenoid Valve Pneumatic UD08E4 Port 1/4" 2/2 Way 24VDC; EMC; ; | P-18835-00
P-18865-00 | Freon R407 - Chemours USA; ; ; | P-18865-00
P-18906-00 | Float Valve D14 mm AI SI 316L; Lokal; ; | P-18906-00
P-18908-00 | General - HSS Twist Drill Bit PointTeQ 13pcs Set 1.5 - 6.5 mm; Bosch; 2608577349; 13 pcs per set | P-18908-00
P-18909-00 | Refrigerant Recovery Tank Cld-30Y 13 L , 30 Lbs , 13.6Kg; ORION; ; | P-18909-00
P-18963-00 | General - Tubing Nylon Putih 6 x 8mm; No Brand; -; 1 Pc | P-18963-00
P-18964-00 | Check Valve Aquarium; Lokal; ; | P-18964-00
P-18965-00 | Sparepart Maintenance Kit SRV66 Size 1-2 Inch (0,8 - 2,5 barg); Spirax Sarco; 6404141UA-1; | P-18965-00
P-18966-00 | Kawat Perak Las 40%; Merk Grilot-7; ; ; | P-18966-00
P-19028-00 | General - Washable G4 Avg arrestance : 94%. Rec. Final resistance: 250 Pa. Size: 24" x 24" x 2"; IAF; ; pcs | P-19028-00
P-19029-00 | General - Washable G4 Avg arrestance : 94%. Rec. Final resistance: 250 Pa. Size: 12" x 24" x 2"; IAF; ; pcs | P-19029-00
P-19031-00 | Elbow Ferrule 2 Inch; Custom; ; | P-19031-00
P-19032-00 | Elbow Ferrule 1.5 Inch; Custom; ; | P-19032-00
P-19038-00 | Kunci Handle Panel MS 306-2-1 Hengzhu; Hengzhu; ; | P-19038-00
P-19065-00 | General - Filter Dryer; Emerson; EK-052; 1 pcs | P-19065-00
P-19080-00 | Cabel Tie Mount 30 x 30 mm; Sigma; ; | P-19080-00
P-19081-00 | Cabel Tie Mount 20 x20 mm; Sigma; ; | P-19081-00
P-19114-00 | Paket Las Komplit (Acetylene, Oksigen, Blander Las Gloor, Selang Double 5 m, Regulator); Glory; ; | P-19114-00
P-19125-00 | HB HCX Series (H14) 99,99% 0,3 micron 610x610x292 mm; IAF; ; | P-19125-00
P-19126-00 | MB DH Series (F8) 90-95% 610x610x292 mm; IAF; ; | P-19126-00
P-19127-00 | PVC Bag for Bag In Bag Out; IAF; ; | P-19127-00
P-19144-00 | O-ring Silicon Diameter 5,33mm; Lokal; ; | P-19144-00
P-19160-00 | Cable Duct PVC 65 x 65 x 2900mmLokal | P-19160-00
P-19192-00 | General - Magnehelic Pressure Gauges, Model: 2000-250 Pa, Range: 0-250Pa; Dwyer; -; 1 Pc | P-19192-00
P-19206-00 | HB Series (H13) :592x592x292mm Minimum efficiency : 99,99% on 0,3 micron Rec.final resistance:50; IAF; ; | P-19206-00
P-19221-00 | Webbing Sling 1 Ton x 10 Mtr Lebar 30mm; Spanset; ; | P-19221-00
P-19232-00 | General - Fitting QSL 3/8 x 12 mm; EMC; -; 1 pc | P-19232-00
P-19233-00 | General - Fitting QS 1/2 x 8 mm; EMC; -; 1 pc | P-19233-00
P-19234-00 | Fitting Tee Tubing (Pneumatic Union Speed Control) 12 mm; EMC; ; | P-19234-00
P-19235-00 | Box Panel 20x17x12cm, Tebal Plat 1 mm; Lokal; ; | P-19235-00
P-19236-00 | Tubing Nylon 12mm x 9mm @100 m/Roll; SHPI Taiwan; ; | P-19236-00
P-19237-00 | Vlok Ring SS 304 1" x 3/8 "; ; ; | P-19237-00
P-19238-00 | Fitting Tee Tubing 12mm; EMC; ; | P-19238-00
P-19255-00 | Plastic Tubing PUN-H-14x2-BL; Festo; 570386; | P-19255-00
P-19271-00 | Free Float Steam Trap 1/2 inch (DN15); TLV; J3X10; | P-19271-00
P-19272-00 | Free Float Steam Trap 3/4 Inch (DN 20); TLV; J3X10; | P-19272-00
P-19273-00 | Free Float Steam Trap 3/4 inch (DN 20); TLV; J5X10; | P-19273-00
P-19274-00 | Angle Seat Valve Type 2000-A-2-20,0-EE-RG-GM85-B-D MC13+MS74+PX51, 2/2 Ways NC; Burkert; P/N : 185356; | P-19274-00
P-19303-00 | General - Diaphragm Valve PTFE/EPDM DN 65 - 80 Type 653, 687; Gemu; P/N : 600 80M 54; | P-19303-00
P-19304-00 | General - Diaphragm Valve PTFE/EPDM DN 10 - 20 Type 612, 625; Gemu; P/N : 600 10M 54; | P-19304-00
P-19354-00 | General - Spare Actuator for Type 687 DN 25 NC, c/w : OPI 1300; Gemu; P/N : 9687 25Z 1F/N + 1300000Z13; 1 Unit | P-19354-00
P-19381-00 | General - Adaptor Nepel Kran Freon R22/R410 Isi Freon AC , Low & High; No Brand; ; 1 Pc | P-19381-00
P-19405-00 | General- Mechanical Sear CR 32 HQQE; Grundfoss; P/N : 96525458; 1 Pc | P-19405-00
P-19410-00 | General - Bearing NATA5902; IKO; -; 1 pc | P-19410-00
P-19434-00 | General - Chemical Cleaning; Kuclean; AC 101; 1 PL = 25 Kg | P-19434-00
P-19442-00 | General - Elbow Male Connector Od 6mm x 1/4 inch NPT Stainless Steel; No Brand; -; 1 Pc | P-19442-00
P-19443-00 | General - Pneumatic Vacuum Ejector; EMC; E-CV-05-R; 1 Pc | P-19443-00
P-19449-00 | Mesin Chamber - Coil Evaporator Uk. 52 X 22 X 11; Custom/Lokal; -; 1 Pc | P-19449-00
P-19483-00 | General - Float Vent 1/2 Inch; Yoshitake; TA-22; 1 Pc | P-19483-00
P-19484-00 | General - Sliding Pintu Lift Barang Uk. 50 x 32 mm; Custom/Lokal; -; 1 Pc | P-19484-00
P-19512-00 | General - Karet Pintu Kaca Strip Silikon H 10mm; Lokal; -; 1 meter | P-19512-00
P-19521-00 | General - Regulator Gas Hydrogen; Harris; 25GX-15-H2; 1 pcs | P-19521-00
P-19539-00 | General - Roda Pu 3 Inch 75X32 Mm Tanpa Bracket - - | P-19539-00
P-19540-00 | General - Roda Pu 3 Inch Drat 1/2 Inch X 30Mm - - | P-19540-00
P-19542-00 | General - Regulator Gas Helium, 96-15M-He; Morris; -; 1 pc | P-19542-00
P-19569-00 | General - Sanitary Diaphragma Pressure Gauge, SS 304, dia 4inch, Range 0-10 Bar; SPV; TTXX00XX0180; 1 pcs | P-19569-00
P-19570-00 | General - Pressure Gauge Case & Connection SS 304, dia 2,5inch, Range 0-10 Bar, SPS65BC10B0; SPV; TNXX01XX0224; 1 pcs | P-19570-00
P-19571-00 | General - Pressure Gauge Case & Connection SS304, dia 2,5inch, Range 0-6 Bar, SPS65BCB6B0; SPV; TNXX01XX0223; 1 pcs | P-19571-00
P-19600-00 | General - Tubing TLM0604N-100; SMC; -; 1 meter | P-19600-00
P-19622-00 | General - Hollow SS 304 Uk. 40 x 40 x 1,2mm x 6m; No Brand; -; 1 pc | P-19622-00
P-19623-00 | General - Air Gun 10 Inch; Tekiro; -; 1 pc | P-19623-00
P-19637-00 | General - Recoil Spiral Hose dia. 5 x 8mm x 12 meter; No Brand; -; 1 pc | P-19637-00
P-19638-00 | General - Mini Regulator for Spray Gun with Filter; No Brand; -; 1 pc | P-19638-00
P-19647-00 | General - Gasket Ferrule EPDM 6inch; Lokal; -; 1 pc | P-19647-00
P-19659-00 | General - Dop, PVC AW, 3/4"; No Brand; -; 1 pc | P-19659-00
P-19660-00 | Fitting PVC - Tee PVC 2.5 Inch; Rucika; -; 1 pc | P-19660-00
P-19678-00 | General - Kompresor Udata Gun 1/4inch; Lokal; -; 1 pc | P-19678-00
P-19693-00 | General - Lem Adhesive; Superlon; -; 1kg/can | P-19693-00
P-19731-00 | General - Solenoid Valve 1 inch SS 304, UWS-25-E2; EMC; -; 1 pc | P-19731-00
P-19757-00 | General - Filter Panel Size 4inch; No Brand; -; 1 pc | P-19757-00
P-19770-00 | General - Centering Ring DN25 ISO-KF with Fine Filter; No Brand; -; 1 pc | P-19770-00
P-19771-00 | General - Clamping Ring DN20-25 ISO-KF; No Brand; -; 1 pc | P-19771-00
P-19772-00 | General - Centering Ring DN25 ISO-KF SS/FPM; No Brand; -; 1 pc | P-19772-00
P-19777-00 | General - Coupling Adapter Mixer SS 304 SMBS Uk. 35x100mm; Custom; -; 1 pc | P-19777-00
P-19778-00 | General - Mesh 30 SS 304; No Brand; -; 1 meter | P-19778-00
P-19779-00 | General - PVC Hose cpl., DN25 ISO-KF, 2000 mm; Inficon; 211-412; 1 pc | P-19779-00
P-19784-00 | General - Male Connector M6 x 1/4inch NPT SS 316; Lokal; MC-NPT4-316; 1 pc | P-19784-00
P-19791-00 | General - Sealing Strip, KWO Cellflon R D6MM; Bentela Nusa Persada; P15040709F; 1 pc | P-19791-00
P-19811-00 | General - Clamp Ferrule Sanitary 3/4 Inch; No Brand; -; 1 pc | P-19811-00
P-19818-00 | General - Regulator AR2000-02 Uk. 1/4inch; ITAC; -; 1 pc | P-19818-00
P-19819-00 | General - Drain Pan Humidity Chamber SS304; Custom; -; 1 unit | P-19819-00
P-19820-00 | General - Baut L Tanam M5 x 10 x 0.8 SS 304; No Brand; -; 100pcs/pack | P-19820-00
P-19826-00 | General - Tutup Lubang Transfer Isolator OSD 110 x 45mm; Agru Farma; Custom; 1 pc | P-19826-00
P-19827-00 | General - Valve Aktuator Stroke 40mm; Siemens; SKC62 2800N; 1 pc | P-19827-00
P-19844-00 | General - Drain Pan WIHC; Custom Agru Farma; -; 1 pc | P-19844-00
P-19845-00 | General - Roda PU 2 Inch tebal 25mm (Hanya Roda); No Brand; -; 1 pc | P-19845-00
P-19846-00 | General - Insulasi Pipa 1 1/8 x 3/8 Inch Panjang 1.82m Tube Class 1; Insuflex; -; 1 pc | P-19846-00
P-19847-00 | General - Baut L Tanam M4x4mm SS304; No Brand; -; 100pcs/pack | P-19847-00
P-19848-00 | General - Kawat Las Elektrode uk. 2,6x300mm; Niko Steel; NSN-308; 1 pc | P-19848-00
P-19849-00 | General - Reducer Pneumatic Fitting 14-12 mm; EMC; -; 1 pc | P-19849-00
P-19850-00 | General - Bearing 629ZZ; SKF; -; 1 pc | P-19850-00
P-19868-00 | General - Blind Plate KF25 SS; Lokal; -; 1 pc | P-19868-00
P-19877-00 | General - Flexible Ducting Pipa Alumunium 4inch; No Brand; -; 1 pc | P-19877-00
P-19879-00 | General - Clamp Pipa Gantung 2,5inch; No Brand; -; 1 pc | P-19879-00
P-19882-00 | General - Socket Pipa PVC JIS AW 2inch; Rucika; -; 1 pc | P-19882-00
P-19885-00 | General - Kabel Duct Oval, Size: 50x15, Panjang 2.9meter; Stindo; -; 1 pc | P-19885-00
P-19889-00 | General - Air Accu Merah; DeQuua; -; 20L/can | P-19889-00
P-19892-00 | General - Plug Silincer 1/4inch; No Brand; -; 1 pc | P-19892-00
P-19893-00 | General - Plug Silincer 1/8inch SS304; No Brand; -; 1 pc | P-19893-00
P-19894-00 | General - Fitting QS 1/8 x 6mm; EMC; -; 1 pc | P-19894-00
P-19895-00 | General - Baut M4 x 60mm + Mur + Ring; No Brand; -; 1 pc | P-19895-00
P-19896-00 | General - Quick Coupler 3/8inch to Female Drat Dalam 3/8inch; No Brand; -; 1 pc | P-19896-00
P-19897-00 | General - Quick Coupler 3/8inch to Male Drat Luar 1/4inch; No Brand; -; 1 pc | P-19897-00
P-19898-00 | General - Bushing VAV dia. 24 x 26mm; Custom Agru Farma; -; 1 pc | P-19898-00
P-19899-00 | General - Teflon Sheet 6 x 1000 x 1000mm; No Brand; -; 1 pc | P-19899-00
P-19908-00 | General - Tig Welding torch Up Collect Body Nozzle Kit WP17 dan WP26; No Brand; -; 15 pcs/set | P-19908-00
P-19949-00 | General - Label Maker Cable CAT6A; No Brand; -; 1 pc | P-19949-00
P-19950-00 | General - Directional Valve Pin Lock; SMC; VHL210W-02; 1 pc | P-19950-00
P-19951-00 | General - Check Valve SMC; -; AKH08A-025; 1 pc | P-19951-00
P-19952-00 | General - Fitting SMC; SMC; KQ2U08-00A; 1 pc | P-19952-00
P-19953-00 | General - Plug 1/4inch; SMC; -; 1 pc | P-19953-00
P-19954-00 | General - Differential Pressure Controller DHC-206 Size 2.5inch w.c.; Dwyer; -; 1 pc | P-19954-00
P-19955-00 | General - Flow Sensor Fitting S030 for Paddle Wheel Sensor SET08; Burkert; SET08-S030-0000-VAFF-P5-00-0-000/00-0*MP13+MP19; 1 pc | P-19955-00
P-19957-00 | General - Vacuum Ferrule KF25; No Brand; -; 1 pc | P-19957-00
P-19958-00 | General - Vacuum Ferrule KF16; No Brand; -; 1 pc | P-19958-00
P-19987-00 | General - Trolley Helium Leak Detector Uk. 600 x 750 x 800cm; Custom Agru Farma; -; 1 pc | P-19987-00
P-20014-00 | General - Double Nepple Kuningan Drat 3/8 inch - 3/8inch; No Brand; -; 1 pc | P-20014-00
P-20015-00 | General - Pressure Gauge 0-6 Bar, Drat 1/2inch; WIKA; -; 1 pc | P-20015-00
P-20016-00 | General - Mur Baja M14; No Brand; -; 1 pc | P-20016-00
P-20018-00 | General - Penutup Flexible Ducting 4inch; No Brand; -; 1 pc | P-20018-00
P-20019-00 | General - Door Sticker T30-X; Austar; -; 1 pc | P-20019-00
P-20020-00 | General - Besi UNP 100 x 50 x 3mm; No Brand; -; 1 pc | P-20020-00
P-20021-00 | General - Plat Strip 50 x 6 x 6000mm; No Brand; -; 1 pc | P-20021-00
P-20022-00 | General - Long Drat 14mm x 1meter; No Brand; -; 1 pc | P-20022-00
P-20039-00 | General - Baut Button Flange M5 x 10mm x 1.5mm; No Brand; -; 100pcs/pack | P-20039-00
P-20041-00 | General - Cable Duct 15 x 30mm; No Brand; -; 1,7meter/pc | P-20041-00
P-20045-00 | General - Pipa Ornamen SS304 1 inch x 1.2mm x 6m; No Brand; -; 1 pc | P-20045-00
P-20049-00 | General - Bobbin Gulungan Kabel Jumbo 30cm; No Brand; -; 1 pc | P-20049-00
P-20117-00 | General - Universal Bearing Puller/Tracker Bearing Seperator; No Brand; -; 21pcs/set | P-20117-00
P-20129-00 | General - Hygrothermo Transducer, 907021/161-2-34-005/000, Output 4...20mA, 2 Wire, 0-100%, 0-50DegC; Jumo; JU.90.7021.050; 1 pc | P-20129-00
P-20131-00 | General - Kaca Las Bening; No Brand; -; 1 pc | P-20131-00
P-20144-00 | General - Flange SS304 JIS 10K STD 2,5inch; No Brand; -; 1 pc | P-20144-00
P-20150-00 | General - Y Strainer Kuningan/Brass 1/2inch, Connection Screw, Class 150; Kitz; -; 1 pc | P-20150-00
P-20181-00 | General - Kunci Box Panel Uk. 110mm; Electrical Home; MS-104C-3-K; 1 pc | P-20181-00
P-20182-00 | General - Kawat Las SS E-308 2.0mm; No Brand; -; 1 kg/pack | P-20182-00
P-20183-00 | General - Kawat Las RB26 2mm 6013; Kobelco; -; 5kg/box | P-20183-00
P-20184-00 | General - Hollow SS304 Uk. 40 x 40 x 1.5 x 3000mm; No Brand; -; 1 pc | P-20184-00
P-20185-00 | General - Siku SS304 30 x 30 x 3 x 6000mm; No Brand; -; 1 pc | P-20185-00
P-20186-00 | General - Expanded Metal Besi Tipe 3035 Uk. 1200 x 2400 x 3mm; No Brand; -; 1 pc | P-20186-00
P-20188-00 | General - Solenoid 2 Way; EMC; 2V025-08; 1 pc | P-20188-00
P-20191-00 | General - Besi CNP 100 x 50 x 2mm x 6000mm; No Brand; -; 1 batang | P-20191-00
P-20233-00 | General - Baut + Mur Tembaga M10 x 20 Kunci 17; No Brand; -; 20pcs/pack | P-20233-00
P-20236-00 | General - Tee Reducer PVC 2 x 3/4inch; Rucika; -; 1 pc | P-20236-00
P-20238-00 | General - Gate Valve Kuningan 1/2 Inch ASA; KITZ; -; 1 pc | P-20238-00
P-20242-00 | General - Plate SS304 Uk. 1,2 x 1220 x 2440mm F2B; No Brand; -; 1 pc | P-20242-00
P-20252-00 | General - Pressure Gauge Range 0-6 Bar Conn 1/2inch; Sika; MREM32107500G; 1 pc | P-20252-00
P-20258-00 | PW SKID - Seal Mainhole Tank; Custom Bentala; -; 1 pc | P-20258-00
P-20272-00 | General - V Belt SPA 1132; Mitsuboshi; -; 1 pc | P-20272-00
P-20283-00 | General - Filter Regulator AW30-03-A; SMC; -; 1 pc | P-20283-00
P-20284-00 | General - Float Steam Trap 1inch FT14-10 SG Iron Body Connection Screwed BSP; Spirax Sarco; 1475700C; 1 pc | P-20284-00
P-20285-00 | General - Cover Sensor Temp RH 110 x 150mm; Custom Agru; -; 1 pc | P-20285-00
P-20309-00 | General - Hole Saw TCT Kugel 100 mm; Kugel; ; | P-20309-00
P-20358-00 | General - Control Gear Replacement VVF42,100-125C 2-port seat Valve, Flanged, PN10, DN100, kvs 125; Siemens; -; 1 pc | P-20358-00
P-20359-00 | General - Replacement VVF42,80-80C 2-port seat Valve, Flanged, PN10, DN80, kvs 80 (Body Valve); Siemens; -; 1 pc | P-20359-00
P-20360-00 | General - Liquid Gasket; Threebond; -; 75g/tube | P-20360-00
P-20361-00 | General - Ball Valve PVC 1 Inch Gagang Stainless; No Brand; -; 1 pc | P-20361-00
P-20362-00 | General - Prefilter Washable G4 c/w Aluminium Frame, 91% 250 Pa, 595 x 595 x 46mm; IAF; -; 1 pc | P-20362-00
P-20363-00 | General - Prefilter Washable G4 c/w Aluminium Frame, 91% 250 Pa, 290 x 595 x 46mm; IAF; -; 1 pc | P-20363-00
P-20364-00 | General - Prefilter Washable G4 c/w Aluminium Frame, 91% 250 Pa, 493 x 595 x 46mm; IAF; ; | P-20364-00
P-20365-00 | General - Prefilter Washable G4 c/w Aluminium Frame, 91% 250 Pa, 290 x 493 x 46mm; IAF; ; | P-20365-00
P-20366-00 | General - Pressure Gauge 4 Inch 0-6 Bar, Full Stainless Steel; Weibrock; -; 1 pc | P-20366-00
P-20367-00 | General - Oring 8 x 400 x 416mm NBR; Custom Trenade; -; 1 pc | P-20367-00
P-20368-00 | General - Junction Box 220 x 150 x 75mm; No Brand; -; 1 pc | P-20368-00
P-20369-00 | General - Terminal Viking Grounding 4mm; Legrand; -; 1 pc | P-20369-00
P-20392-00 | General - Sock Drat Luar PVC 3/4 x 1/2 inch; Rucika; -; 1 pc | P-20392-00
P-20393-00 | General - Tee Reducer PVC 2 1/2 x 3/4 inch; ; ; | P-20393-00
P-20408-00 | General - Pressure Gauge 10 Bar 3/4 Inch; GMT; -; 1 pc | P-20408-00
P-20409-00 | Pompa Grundfos - Shaft Seal CR/N 32/45/64/90 HQQE; Grundfos; -; 1 pc | P-20409-00
P-20431-00 | General - Elbow Ornamen SS201 dia. 4 inch; No Brand; -; 1 pc | P-20431-00
P-20432-00 | General - Round Pipe Hanger with Blue Rubber Seat and Base SS304 dia. 4 inch; No Brand; -; 1 pc | P-20432-00
P-20443-00 | General - Magnehelic Diffirential Pressure Indicating Transmitter 605-3; Dwyer; -; 1 pc | P-20443-00
P-20444-00 | General - Prefilter Washable G4 c/w Aluminium Frame, 91% 250 Pa, 493 x 493 x 46mm; IAF; -; 1 pc | P-20444-00
P-20445-00 | General - Caustic Soda (NaOH), Flakes; Tjiwi; -; 1 kg | P-20445-00
P-20448-00 | General - Insulation Ducting Tebal 20mm Uk. 1.2 x 0.9m; Proflex; -; 1 pc | P-20448-00
P-20449-00 | General - Supply Air Diffuser + OBD 200 x 200mm (8inch), Natural, Luar 33 x 33cm; No Brand; -; 1 pc | P-20449-00
P-20509-00 | General - Pressure Regulator AR20-F02G-D; SMC; -; 1 pc | P-20509-00
P-20517-00 | General - Hole Saw SS TCT 23mm; Kugel; -; 1 pc | P-20517-00
P-20527-00 | General - Single Laser Infrared Thermometer 10:1; Fluke; FLK-62 MAX/SG; 1 unit | P-20527-00
P-20528-00 | General - Clamp Ferrule Complete SMS SS304 (12.7mm - EPDM) dia. 4 inch; No Brand; -; 1 pc | P-20528-00
P-20529-00 | General - Oring Port Sampling 8 x 61 x 77mm; Custom Agru; -; 1 pc | P-20529-00
P-20530-00 | General - PU Series (F8) Uk. 892 x 492 x 360mm Efficiency 91-95% Final Resistance 250Pa 9 pocket; IAF; -; 1 pc | P-20530-00
P-20531-00 | General - PU Series (F8) Uk. 592 x 287 x 360mm Efficiency 91-95% Final Resistance 250Pa 6 pocket; IAF; -; 1 pc | P-20531-00
P-20532-00 | General - Hand Tap M3 x 0.5; Yamawa; -; 3pcs/pack | P-20532-00
P-20533-00 | General - Chain Lube; WD-40 Specialist; -; 360ml/can | P-20533-00
P-20540-00 | General - Handle Pintu Panel H3-60-221-050; Soutcho; -; 1 pc | P-20540-00
P-20541-00 | General - Lidah Handle Panel E5-6110; Southco; -; 1 pc | P-20541-00
P-20542-00 | General - Constant Air Volume EN Uk. 600 x 200mm; Trox; 918-3672; 1 pc | P-20542-00
P-20543-00 | General - Constant Air Volume EN Uk. 500x300mm; Trox; 1350-5400; 1 pc | P-20543-00
P-20544-00 | General - General Ferrule EPDM NW200; No Brand; -; 1pc | P-20544-00
P-20556-00 | General - Magnehelic Differential Pressure Gages 0-1000 PA; Dwyer; 2000-1000PA; 1 pc | P-20556-00
P-20557-00 | General - Reducer Ducting BJLS 6.4 x 3inch; No Brand; -; 1 pc | P-20557-00
P-20570-00 | General - Dudukan Equinok Uk. 50 x 90 x 160mm; Custom Agru; -; 1 pc | P-20570-00
P-20571-00 | General - Force Gauge Digital 50kg; No Brand; AMF-500; 1 pc | P-20571-00
P-20574-00 | General - Rivet Nut M10 SS304; Lokal; -; 1 pc | P-20574-00
P-20575-00 | General - Baut L SS304 M5 x 40mm HT (Socket Cap Screw); No Brand; -; 100pc/pck | P-20575-00
P-20576-00 | General - Ball Valve SS316 Fig. 600 UTKM 3/8 Inch 10mm Drat Screw; Kitz; -; 1 pc | P-20576-00
P-20577-00 | General - Ball Valve SS316 Fig. 600 UTKM 1/4 Inch 8mm Drat Screw; Kitz; -; 1 pc | P-20577-00
P-20578-00 | General - Mur Rivet SS304 M5; No Brand; -; 100pcs/pck | P-20578-00
P-20579-00 | General - Serrated Hexagon Bolt SS304 M5 x 16; No Brand; -; 100pcs/pck | P-20579-00
P-20580-00 | General - Bracket Timbangan VGA Uk. 50 x 320 x 450mm; Custom Agru; -; 1 pc | P-20580-00
P-20634-00 | General - Socket Tester Pro Voltage HT106D; Habotest; -; 1 pc | P-20634-00
P-20635-00 | General - Belt Dressing; Prestone; -; 250ml/can | P-20635-00
P-20637-00 | General - Motorize Valve; Belimo; NMX 120-3; 1 pc | P-20637-00
P-20638-00 | General - Mata Bor Socket Hex Nut; No Brand; -; 9 pcs/set | P-20638-00
P-20639-00 | General - Pipa Tembaga Dia. 4mm; No Brand; -; 1 meter | P-20639-00
P-20640-00 | General - Tee Tembaga 1/4inch; No Brand; -; 1 pc | P-20640-00
P-20641-00 | General - Regulator Gas 300 Bar; Harris`; 901; 1 pc | P-20641-00
P-20642-00 | General - Quick Connector STWM 1/4 Male JIC; Swagelok; -; 1 pc | P-20642-00
P-20643-00 | General - Pressure Gauge Switch 4 inch, 10kg, Drat 1/2inch; No Brand; -; 1 pc | P-20643-00
P-20651-00 | General - Wire Brush Mata Bor; JLD; 263; 3pcs/set | P-20651-00
P-20660-00 | General - Gas Spring FGSS22200B; Misumi; -; 1 pc | P-20660-00
P-20695-00 | General - Thermaflex Insulasi Piping Uk. 1 Inch x 3/4 Inch (34mm x 20mm); No Brand; -; 1 pc | P-20695-00
P-20696-00 | General - Thermaflex Insulasi Piping Uk. 2 Inch x 3/4 Inch (60mm x 20mm); No Brand; -; 1 pc | P-20696-00
P-20697-00 | General - Thermaflex Insulasi Piping Uk. 2 1/2 Inch x 3/4 Inch (76mm x 20mm); No Brand; -; 1 pc | P-20697-00
P-20698-00 | General - Elbow Thermaflex 2 1/2 Inch x 3/4 Inch; No Brand; -; 1 pc | P-20698-00
P-20699-00 | General - Elbow Thermaflex 1 Inch x 3/4 Inch; No Brand; -; 1 pc | P-20699-00
P-20700-00 | General - Thermaflex Sheet Insulasi Flange JIS10K 2 1/2 Inch (175mm); No Brand; -; 1 pc | P-20700-00
P-20720-00 | General - Dudukan Sensor ORP Ukuran 58 x 27 mm; Custom Agru; -; 1 pc | P-20720-00
P-20751-00 | General - Door Shoe Car Door; Schindler; IWU-000528; 1 pc | P-20751-00
P-20753-00 | General - Heater Heating Plate; Lokal; 220V+PT100; 1 pc | P-20753-00
P-20754-00 | General - Oring 200 Viton Tebal 5.7 ID 199.3 OD 210.7 mm; Custom; -; 1 pc | P-20754-00
P-20755-00 | General - Oring 260 Viton Tebal 5.7 ID 259.3 OD 270.7 mm; Custom; -; 1 pc | P-20755-00
P-20847-00 | General - Bearing R4-2RS; EZO; -; 1 pc | P-20847-00
P-20848-00 | General - Paku Rivet 529 4mm x 8mm; SIP; -; 1000pcs/box | P-20848-00
P-20849-00 | General - Blind Ferrule 1 inch SS316L Sanitary Foodgrade Solid End Cap Dop; No Brand; -; 1 pc | P-20849-00
P-20850-00 | General - Paku Rivet 435 3,2mm x 9,5mm x 8mm; SIP; -; 1000pcs/box | P-20850-00
P-20851-00 | General - Rivet Nut Aluminium M4; No Brand; -; 50pcs/box | P-20851-00
P-20852-00 | General - Tungsten Electrode WT20-2.4mm x 150mm; No Brand; -; 10 pcs/pack | P-20852-00
P-20853-00 | General - Pressure Reducing Valve 2inch DN50 25P SG Iron Body, Blue Spring, Flanged PN16; Spirax Sarco; -; 1 pc | P-20853-00
P-20854-00 | General - Silicone Rubber Sheet 5mm x 1000mm x 1000mm; No Brand; -; 1 pc | P-20854-00
P-20855-00 | General - Mur M10 SS304 A2-70; No Brand; -; 50pcs/box | P-20855-00
P-20883-00 | General - Helicoil Baut Kunci Thread Insert M3 s/d M8 Set; No Brand; -; 150pcs/set | P-20883-00
P-20884-00 | General - Spray Ball Tanko-S20 360Deg, BSP Thread 1/8inch; AWH; 711136; 1 pc | P-20884-00
P-20913-00 | Chemical - Spotcheck Red Penetrant; Magnaflux; SKL-SP2; 400ml/can | P-20913-00
P-20914-00 | Chemical - Spotcheck Cleaner; Magnaflux; SKC-S; 400ml/can | P-20914-00
P-20927-00 | General - Besi Siku L 4 x 4cm; No Brand; -; 4 meter/pc | P-20927-00
P-20928-00 | General - Plat Galvanis 1mm x 1.2m x 4.2m; No Brand; -; 1 pc | P-20928-00
P-20929-00 | General - Spotcheck Developer; Magnaflux; SKD-S2; 400 ml/can | P-20929-00
P-50023-00 | Lampu T8 30W/765; Philips; ; | P-50023-00
P-50026-00 | Battery UPS 12460 12V 460W 9.5AH | P-50026-00
P-50027-00 | PCI Firewire 3port 6pin + 1port 4pin Card IEEE 1394 | P-50027-00
P-50033-00 | LCD Display 7 Inch TM070RDH10 | P-50033-00
P-50034-00 | Pelampung Air Otomatis 1/2 Inch | P-50034-00
P-50091-00 | Contactor Telemecanique LC1 D25 M7 220V 25A | P-50091-00
P-50099-00 | MCB 10A 10 KA 1 Phase NC45 | P-50099-00
P-50122-00 | Balast Quitronick Osram 1x18/20/ 220 - 240V | P-50122-00
P-50138-00 | Battery Lithium / Buffer TL-2150 size 1/2 AA | P-50138-00
P-50140-00 | General - Accu NP9-12, Baterai Kering, 12 V, 9 Ah; Yuasa; -; 1 pcs | P-50140-00
P-50182-00 | Socket | P-50182-00
P-50229-00 | Emergency Switch | P-50229-00
P-50248-00 | Fuse Keramik 13 A 250 V | P-50248-00
P-50263-00 | Gland Cable | P-50263-00
P-50274-00 | General - Kabel NYAF Uk. 1 x 0.75mm, Warna Merah; Supreme; -; 100meter/roll | P-50274-00
P-50277-00 | General - Kabel NYAF 1 x 1.5 Hitam; Supreme; -; 50m/roll | P-50277-00
P-50283-00 | General - Kabel NYMHY 3 x 1.5mm; SUPREME; -; 1 meter | P-50283-00
P-50286-00 | General - Kabel NYYHY 3 x 1.5mm; SUPREME; -; 1 meter | P-50286-00
P-50288-00 | General - Lampu Halogen 20 W; Osram; -; 1 unt | P-50288-00
P-50307-00 | General - Lampu SL Tornado 24 W / 220-240 V; Philips; -; 1 unt | P-50307-00
P-50325-00 | Limit Switch Z - 15GQ 22 - B 15 A / 125 / 250 VAC Highly | P-50325-00
P-50424-00 | Photo Sensor WF2 - 40B410 Sensick | P-50424-00
P-50426-00 | Pilot Lamps / Green / 220 VAC / AD22-22DS / AXLE | P-50426-00
P-50427-00 | Pilot Lamps / Red / 220 VAC / AD22-221DS / AXLE | P-50427-00
P-50428-00 | Pilot Lamps / Yellow / 220 VAC / AD22-22DS / AXLE | P-50428-00
P-50430-00 | Pilot Lamps / Red / 24 VDC / AD22-221DSI / AXLE | P-50430-00
P-50491-00 | Relay / MY2N / 24 VDC OMRON | P-50491-00
P-50495-00 | Relay / RXM 2AB2P7 / 230 V / 50-60 Hz / 12 A / 250 VAC | P-50495-00
P-50505-00 | Saklar Seri / 250 V / Clipsal | P-50505-00
P-50506-00 | Saklar Tunggal / 250 V / Clipsal | P-50506-00
P-50562-00 | Socket Relay PF083A-E; Omron; PF083A; 1 pieces | P-50562-00
P-50594-00 | Stop Kontak-socket / 1 Hole / 10-16A / 250V / Clipsal | P-50594-00
P-50633-00 | General - Timer AC100-240/DC100-125; Omron ; H3CR - A8; 1 pc | P-50633-00
P-50700-00 | Lampu TLD 36W/54 PHILIPS | P-50700-00
P-50717-00 | General - Kabel UTP 4 Pairs Cat 6; Belden; -; 305m/roll | P-50717-00
P-50740-00 | Stop Kontak 3lubang 220 volt, 6A UTICON | P-50740-00
P-50762-00 | ABC - Battery 9V HD | P-50762-00
P-50768-00 | AUTONIC - Counter timer CT6S | P-50768-00
P-50780-00 | Battery 12 V 12 AH YUASA | P-50780-00
P-50781-00 | Battery 12V 18AH merk LONG | P-50781-00
P-50797-00 | Bola lampu 24V 5 Watt | P-50797-00
P-50810-00 | General - Buzzer AD22-22MSD red with lamp; FORT; -; 1 pcs | P-50810-00
P-50930-00 | General - One-way Flow Control Valve GRLA-M5-QS-4-RS-D; Festo; 197577; 1 pc | P-50930-00
P-50943-00 | Flexible conduit dia 20 mm | P-50943-00
P-50951-00 | Fuse kaca 10 A 6x 30 | P-50951-00
P-50956-00 | Fuse kaca 2A 6x30 | P-50956-00
P-50957-00 | Fuse kaca 3 A 5x 20 | P-50957-00
P-50959-00 | Fuse kaca 3A 6x30 | P-50959-00
P-50961-00 | Fuse kaca 5 A 5x20 | P-50961-00
P-50962-00 | General - Fuse kaca 5A x 6 x 30mm; Lokal; -; 1 pc | P-50962-00
P-51027-00 | General - IsoLasi Kabel Hitam 33 (19mm x 20mm x 0.177mm); Scotch; -; 1 Pcs | P-51027-00
P-51030-00 | General - Kabel NYAF 1x0.75mm, Warna Biru; JEMBO; -; 1 meter | P-51030-00
P-51197-00 | OSRAM - Lampu Halogen 24V 20W 64435U | P-51197-00
P-51216-00 | Pipa conduit 20mm | P-51216-00
P-51236-00 | Skun ( I ) pin dia 0.75 mm | P-51236-00
P-51239-00 | Skun ( I ) Pin uk.2.5-5 m hitam | P-51239-00
P-51252-00 | Skun O dia 2.5 mm | P-51252-00
P-51253-00 | General - Skun Y 0.75mm; No Brand; -; 100pcs/pack | P-51253-00
P-51269-00 | Stecker 3 phase 16A 5 PIN (male&female) type surface mounting | P-51269-00
P-51295-00 | Terminal blok kuningan 4 pin 600V25A | P-51295-00
P-51296-00 | Terminal blok kuningan 6 pin 600 v 25A | P-51296-00
P-51298-00 | General - Terminal Plastik, dia. 4 mm; No Brand; -; 1 pcs | P-51298-00
P-51299-00 | General - Terminal Plastik, dia. 6 mm; No Brand; -; 1 pcs | P-51299-00
P-51302-00 | Timah Solder dia 1 mm | P-51302-00
P-51310-00 | Travo 3A 220V-24V | P-51310-00
P-51311-00 | Travo 5A Out : 12,18,24,32 VAC | P-51311-00
P-51321-00 | General - Analog Smoke Detector; Nohmi Bosai; FDK38U; 1 pcs | P-51321-00
P-51410-00 | OMRON - Relay MY4N 220/240VAC | P-51410-00
P-51426-00 | Autonics - Power Supply ? SPA-075-24 ? 24VDC 3.2A | P-51426-00
P-51529-00 | 5um Filter, 30" 5um PP for PWG | P-51529-00
P-51559-00 | General - Lampu TL T5 14 W White; Philips; -; 1 unt | P-51559-00
P-51560-00 | General - Lampu TL T5 28W White; Philips; -; 1 unt | P-51560-00
P-51561-00 | Lampu Essential GENIE (pendek) 11watt/E27 Putih; Phillips; ; | P-51561-00
P-51574-00 | Motorized Valve 2 Way, DFCM-220X/4.6 3/4 inch 220V 50 HZ REGIN; ; ; | P-51574-00
P-51704-00 | Terminal Krustin 6 Terminal; ; ; | P-51704-00
P-51705-00 | Relay 110-120 V AC; ; ; | P-51705-00
P-51706-00 | General - Terminal Block, 4 Pin; No Brand; -; 1 pcs | P-51706-00
P-51708-00 | Regulator Angin AER2000 | P-51708-00
P-51718-00 | Lampu LED 12 VDC P. 30 cm; ; ; | P-51718-00
P-51736-00 | Kabel UTP isi 8 Cat 5e merk BELDEN; ; ; | P-51736-00
P-51738-00 | Limit Switch CZ7311 10 A 220 V; ; ; | P-51738-00
P-51739-00 | TOR Schneider LRD05 0,63 - 1,0 A; ; ; | P-51739-00
P-51740-00 | Timer + Socket Omron 43BA-A8 220 VAC; ; ; | P-51740-00
P-51741-00 | Lampu Phillips PHP LED; 710 7w E27 White 220-240v; ; ; | P-51741-00
P-51742-00 | G24 - E27 Converter Fitting Lampu PLC Bohlam Extension | P-51742-00
P-51743-00 | Capasitor bulat 5 mF; 400 V; ; ; | P-51743-00
P-51744-00 | Exhaust Fan; SUNON; 12 VDC, KD 1205; ; ; | P-51744-00
P-51745-00 | MCB Schneider C60H 1 phase 1 pole 6A 10000A; ; ; | P-51745-00
P-51752-00 | MINI LEVEL SWITCH WINGEL VSM SS316 M10x0.9, Screw; 1 x SPST Contact; 50 MM; Cable : 3 Meter; ; ; | P-51752-00
P-51756-00 | General - Kabel NYYHY 3 x 0.75mm; Jembo; -; 1 meter | P-51756-00
P-51760-00 | UHI FINNED HEATER W FORM; DIA. 11X260X140MM; Power : 1,5KW - 240V; ; ; | P-51760-00
P-51770-00 | Digital Thermostat Type RCF230D/L20V REGIN pc | P-51770-00
P-51779-00 | Temperature Loop Controller; Type : 16C-3; Output : Relay; Mfg : Dwyer; ; ; | P-51779-00
P-51780-00 | Temperature Controller type E5CN; Merk Omron; ; | P-51780-00
P-51781-00 | Digital Temperature Switch Type : TS2-021; Voltage : 230 VAC; Brand: Dwyer; ; | P-51781-00
P-51782-00 | SRV66 MAINTENANCE KIT 1" 1.0-5.0 BAR; 6404999UA; ; ; | P-51782-00
P-51784-00 | Acessoris GEMU 687; Type 1215 order No. 1215000Z1110X; ; ; | P-51784-00
P-51785-00 | Hour Meter LE8N-BF Autonics; ; ; | P-51785-00
P-51786-00 | Jumper Terminal viking uk. 2,5 mm; ; ; | P-51786-00
P-51793-00 | General - Panel Box Uk. 20 x 30 x 15cm; No Brand; -; 1 pc | P-51793-00
P-51810-00 | Key switch for On/ Off Indoor sirene; ; ; | P-51810-00
P-51811-00 | Modul emergency exit; ; ; | P-51811-00
P-51812-00 | Indoor Sirene; ; ; | P-51812-00
P-51813-00 | Heavy Duty Door contact; ; ; | P-51813-00
P-51840-00 | Button Box 3 hole dia 22 mm; ; ; | P-51840-00
P-51841-00 | Power Supply LED Rainproof 250W/12VDC | P-51841-00
P-51842-00 | Lampu Pemanas/Heating Lamp Mesin Laminating | P-51842-00
P-51843-00 | Push Button /XA2EA42/240V/Merah Schneider | P-51843-00
P-51844-00 | Push Button /XA2EA31/240V/Hijau Schneider | P-51844-00
P-51851-00 | Capasitor/Kapasitor 2 micro Farad 400 VAC; ; ; pc | P-51851-00
P-51855-00 | Switch Accessory SA-SB1 Autonics | P-51855-00
P-51856-00 | General - Key Selector Switch; Autonics; S2KR-4CK2AM; 1 pc | P-51856-00
P-51857-00 | Contact Block SA-CBM Autonics | P-51857-00
P-51865-00 | Lampu LED Floodlight 50 watt | P-51865-00
P-51866-00 | Adaptor 220 VAC - 12 VAC 3 A | P-51866-00
P-51867-00 | Lampu Osram P-VIP 240/0.8 for Infocus IN124a | P-51867-00
P-51880-00 | Battery 2500mAH 1.2V | P-51880-00
P-51883-00 | Lampu LED Floodlight 100 watt | P-51883-00
P-51889-00 | General - Power Supply SPA-050-24VDC; Autonics; -; 1 pc | P-51889-00
P-51891-00 | General - Exhaust Fan Panel 240VAC; TW; -; 1 pc | P-51891-00
P-51893-00 | Power Supply TXS1.12F4 24VDC Siemens | P-51893-00
P-51894-00 | General - Lampu TL LED Bright Boost 18 W; Philips; -; 1 unt | P-51894-00
P-51895-00 | Pressure Switch 0-10 bar 1/4 inch Out: 4...20 mA In: 24(7...33) VDC | P-51895-00
P-51896-00 | Switch Lamp Hijau 220 VAC | P-51896-00
P-51902-00 | Saklar AC 13A 3 kaki | P-51902-00
P-51903-00 | UHI Band Heater dia.100x250 mm 220V-1000W | P-51903-00
P-51908-00 | Control Switch Model: S2SR-S4W2A Autonics | P-51908-00
P-51912-00 | Compressor CAJ4492Y | P-51912-00
P-51916-00 | General - Electromotoric Actuator Valve 400N, AC/DC 24V, 0-10V, 4..20mA; Siemens; SAS61.03; 1 pc | P-51916-00
P-51918-00 | Inverter VLT Drive Danfoss-Type FC-302 7.5 Kw, 3x380-480 V 50/60Hz; ; ; | P-51918-00
P-51920-00 | Lampu LED 6.5W Putih 12 Vac 2700K Philips | P-51920-00
P-51921-00 | SSR RSO4890 Carlo Gavazzi | P-51921-00
P-51928-00 | Battery Lithium 3V CR2477N; ; ; | P-51928-00
P-51929-00 | General - Lampu TL5 14 W G5; Philips; -; 1 unt | P-51929-00
P-51930-00 | Accu (Battery kering) 12V - 7Ah | P-51930-00
P-51999-00 | Manifold u/ R410 A dan R 32 Refco Refco | P-51999-00
P-52000-00 | Mata Solder | P-52000-00
P-52001-00 | Switch Lamp Merah 220 VAC; ; ; | P-52001-00
P-52003-00 | Klem Pipa Conduit Merk. Clipsal Warna Putih Uk. 20 mm; Clipsal; ; pack | P-52003-00
P-52009-00 | Limit Switch;; Omron; Part No. D4MC-1000; 1 pc/pack | P-52009-00
P-52017-00 | General - Rotary Air Damper Actuator GDB166.1E; Siemens; S55499-D377; 1 pcs | P-52017-00
P-52033-00 | Inverter HVAC Drives FC-102 2,2 kw 380-480 V Danfoss; ; ; | P-52033-00
P-52054-00 | Fan Panel Oval 150x50mm 220 VAC | P-52054-00
P-52064-00 | SCHINDLER ELEVATOR - PCB SMIC 62.Q | P-52064-00
P-52068-00 | Regin Pulser Basic SCR Heater Controller 230/400 V 16 A; ; ; unit | P-52068-00
P-52069-00 | Over Load Schneider LRD08; ; ; pcs | P-52069-00
P-52079-00 | Temperature Tranducer For Flow Meter Ultrasonic SHM | P-52079-00
P-52080-00 | USB Adapter Wifi Wireless TP LINK WN725N | P-52080-00
P-52081-00 | Reed Switch Magnetical | P-52081-00
P-52082-00 | Watt Meter (Pengukur Voltage,KWH dan Tegangan Arus Daya Listrik); ; ; | P-52082-00
P-52083-00 | Kabel LeadProbe Multitester Universal | P-52083-00
P-52084-00 | Speaker Soundbar Mini Sonigrear | P-52084-00
P-52110-00 | General - Capacitor, 5 uF, 500 V, 50/60 Hz; No Brand; -; 1 pcs | P-52110-00
P-52119-00 | General - Accu 6FM40, Baterai Kering, 12 V, 40 Ah; Vision; -; 1 pcs | P-52119-00
P-52123-00 | Selenoid Valve 2 Way , 24VDC, 1/8 inch; EMC; ; | P-52123-00
P-52160-00 | Valve Actuator 1000N Stroke 20mm Siemens Type : SKD60 | P-52160-00
P-52193-00 | Lampu UV 8 Watt; ; ; | P-52193-00
P-52202-00 | Lampu TL5 21W/865 Philips | P-52202-00
P-52208-00 | Solid State Relay SSR-150A 480VAC 3-32Vdc MaxWell | P-52208-00
P-52214-00 | Thermocouple Type PT100 dia. 6x1200mm | P-52214-00
P-52228-00 | General - Inline Duct Fan 6"; CKE; CDI-150; 1 pcs | P-52228-00
P-52229-00 | Flow Sensor S401 Insertion Type Flow Sensor,220 mm; SUTO; ; | P-52229-00
P-52242-00 | Inverter FC202 Aqua Drives 5.5KW 3x380 VAC Danfoss | P-52242-00
P-52254-00 | General - Capacitor, 40 mF, 400/450 VAC; No Brand; -; 1 pcs | P-52254-00
P-52265-00 | Flow Switch Model FS-1 Screw NPT 1 Inch Wingel | P-52265-00
P-52267-00 | Exhaust Fan NVF-BC1030 220-240V 30W Max Flow: 300CMH NICOTRA | P-52267-00
P-52278-00 | Capacitor 50F 250VAC 25A 5% Screw (KMT) P/N : 6R 01502010; ; ; | P-52278-00
P-52328-00 | Fan Panel 9x9x2 CM 12VDC + Adaptor; ; ; | P-52328-00
P-52336-00 | Saklar Lampu Sensor Gerak Motion Detector Plafon; ; ; | P-52336-00
P-52359-00 | PH Controller Industrial ORP Meter Monitor Digital | P-52359-00
P-52369-00 | HVAC - Pressure Flow Control MF PFC Ver.3 24 VAC/VDC 0 - 100 Pa Micatrone; ; ; | P-52369-00
P-52374-00 | SCHNEIDER - MCB 4A 2Phase | P-52374-00
P-52375-00 | SCHNEIDER - MCB 4A 1Phase; ; ; | P-52375-00
P-52379-00 | Selenoid Valve DS2120-5G-01 1/8inch 24VDC TPC | P-52379-00
P-52380-00 | Adaptor AC Universal Power Supply 12VDC s/d 24VDC; ; ; | P-52380-00
P-52388-00 | Camera Endoscope Wifi Wireles Android Kabel 5M | P-52388-00
P-52420-00 | General - Ceiling Exhaust Fan; KDK; FV-25TGU5; 1 Pc | P-52420-00
P-52421-00 | Heater Cold Storage Door 4 mtr 300 Watt 220V | P-52421-00
P-52422-00 | Thermostat 0 - 100 derajat C | P-52422-00
P-52436-00 | General - Kabel NYYHY 4 x 1.5mm; SUPREME; -; 1 meter | P-52436-00
P-52477-00 | Battery Walkie Talkie Motorola Type IXNN4002B, 4.8V 600 mAh; ; ; | P-52477-00
P-52488-00 | Clean Phone Room SHP | P-52488-00
P-52489-00 | Converter Cleanphone Phone; Yeastar; ; | P-52489-00
P-52501-00 | OMRON - TIMER H3CR- A8 220 VAC; ; ; | P-52501-00
P-52513-00 | General - Emergency Stop 22mm; IDEC; -; 1 pc | P-52513-00
P-52514-00 | Flow Transmitter Type 8025 (Remote/Panel Version); Burkert; ; | P-52514-00
P-52515-00 | Flow Sensor Type SE30-HT (High Temperature Version); Burkert; ; | P-52515-00
P-52519-00 | CAPACITOR 3.5 uF, 450V, 2 kutub; ; ; | P-52519-00
P-52529-00 | HDMI NSH-35 s/n 1308744 P/n: PWS6A00T-P; ; ; | P-52529-00
P-52569-00 | Limit Switch LX19-001 250 VAC; ; ; | P-52569-00
P-52579-00 | Dosing Pump (Peristaltic Pump) 24 VDC 0-19 ml/min RZ1030-BX; ; ; | P-52579-00
P-52590-00 | General - Heater Ducting Dia. 11.2 x 300mm 220V 5000W; No Brand; -; 1 Pc | P-52590-00
P-52591-00 | Relay APF 30324; Panasonic; ; | P-52591-00
P-52639-00 | ELCB 40A 4P; Schneider; ; | P-52639-00
P-52640-00 | Bola lampu 220 V 5 Watt for Cartoning Machine; ; ; | P-52640-00
P-52642-00 | General - Kabel NYYHY 2 x 0.75mm; SUPREME; -; 1 meter | P-52642-00
P-52651-00 | Selenoid Valve 1 inch, 220VAC; UNI-D; ; | P-52651-00
P-52662-00 | General - Temperature Controller TK4S- 14SN 100-240 VAC; Autonics; -; 1 pc | P-52662-00
P-52663-00 | General - Solid State Relay (SSR) 3-32VDC 24-330VAC 40A; No Brand; -; 1 Pc | P-52663-00
P-52664-00 | General - Pelampung Air Radar Float Switch 2m; No Brand; -; 1 Pc | P-52664-00
P-52665-00 | Buzzer Electronic Siren PW-235; TAB; ; | P-52665-00
P-52685-00 | General - Power Supply 24VDC, 6A; Fort; S-145-24; 1 pc | P-52685-00
P-52694-00 | ORP Transmitter (Field mounted) Type: 202551/05-8-01-4-0-00-25/000; JUMO; ; | P-52694-00
P-52695-00 | ORP Electrode Type: 201027/10-22-07-82-120/000; JUMO; ; | P-52695-00
P-52696-00 | ORP Cable Type: 202990/02; JUMO; ; | P-52696-00
P-52708-00 | Inverter - HVAC Drives FC-102P4K0T4E20H3XGXXXXSXXXXAXBXCXXXXDX; 4 kw 3x380 Vac;; Danfoss; ; | P-52708-00
P-52709-00 | General - Pressure Transmitter TPS30-G27AR2-00; Autonics; -; 1 pc | P-52709-00
P-52710-00 | USB Extension Cable Waterproof IP6; ; ; | P-52710-00
P-52711-00 | General - Accu NS70, Baterai Kering, 12 V, 65 Ah; GS Astra; -; 1 pcs | P-52711-00
P-52713-00 | Sensor Ammonia 0-50/500 PPM (200 PPM Standard) Type : 00-1010; ATI; ; | P-52713-00
P-52731-00 | Spliter CN-6100-C2 AUTONICS; ; ; | P-52731-00
P-52766-00 | Drain Pump AC M1 Merk Value; ; -; 1 pcs | P-52766-00
P-52767-00 | Freeze Dryer MBE1207 - Solenoid Valve 5/8 Inch EVR 15 032F1228; Danfoss; ; | P-52767-00
P-52791-00 | IC Components LTC2411IMS; ; ; | P-52791-00
P-52807-00 | 4" Inline Hydrophonic Fan 0,04kw 220V; ; ; | P-52807-00
P-52833-00 | MCB Merek Schneider Type : IC60H 25A 3 Phase; ; ; | P-52833-00
P-52844-00 | Doshing Pump BT4B Merk Prominent; ; ; | P-52844-00
P-52854-00 | General - Socket RJ45 Cat 6; Belden; -; 50pcs/pack | P-52854-00
P-52865-00 | Vacuum Pump 2 Stage 8,9 Cfm (252 liter/menit), 220V; Tasco; Type : TA150XL; | P-52865-00
P-52903-00 | Vacuum Pump LiquidRing 1,1kW 1,5HP; ROTOR; CDF 120-0; | P-52903-00
P-52928-00 | General - Probe and Test Lead Set - Hard Point 2mm Multimeter Cable TL75 Fluke; No Brand; -; 1 Pc | P-52928-00
P-52964-00 | Temperatur Control Continuous Sealer FRB-700; MC; TEQD-2301B; | P-52964-00
P-52975-00 | General - Limit Switch IP65; EWIG; E8108; 1 pc | P-52975-00
P-52990-00 | General - Power Supply Control PCB Model : ZX030E-TFD-401; Emerson; S/N : SZ13024027; | P-52990-00
P-52991-00 | General - Water Heater Immersion 9 Element Dia 11,2 x 2000 mm, DIM A, 60 KW-220/380 V; Lokal; Type : MS-3DA48150; | P-52991-00
P-52992-00 | General - Vertical Float Level Switch, 1A, 220VAC/DC or 24VDC; Wingel; VSS-2FJ-S2-L1100-FS45-0; | P-52992-00
P-52994-00 | General - Differential Pressure Switch 20..300Pa, Relay (NO/NC) 1.5A; Regin; DTV300X; | P-52994-00
P-52999-00 | General - Silicon Control Rectifier (SCR) MP3S 1504 440V 150A 3P 4-20mA; Maxthermo; ; | P-52999-00
P-53000-00 | General - Exterbal Pacing Cable Dosing Pump Pulse 2 Wire; Prominent; BT4B 0708 PVT 2000UA010000; | P-53000-00
P-53023-00 | General - Dosing Pump, Manual Strokes + Fitur Analogue 4-20 mA; Prominent; BT4B 0708 PVT 2000UA011A00YP; 1 Unit | P-53023-00
P-53031-00 | General - Cooling Fan; Fulltech; UF15AC23-BTH; 1 Pc | P-53031-00
P-53050-00 | General - Pompa Magnetik 150W 1 phase; Sanso; PMD 1564; 1 Unit | P-53050-00
P-53051-00 | General - Baterai NiCad Emergency TL 6V; Hokistar; BT-006; 1 Pc | P-53051-00
P-53055-00 | General - Fuse Keramik Double 160A 690VAC Bussman FEE160 | P-53055-00
P-53059-00 | General - Mainboard Photometer 2I SN 23425 ATI P/N : 0400170 | P-53059-00
P-53094-00 | General - Actuator; Belimo; GMX120-3; 1 pcs | P-53094-00
P-53102-00 | Lampu PLC 13watt/E27 Putih; Phillips; ; | P-53102-00
P-53104-00 | Fitting Keramik Lampu Mercury SON-T 70W PHILIPS | P-53104-00
P-53133-00 | General - Kabel Belden AWG 22 2 Pair; Belden; 8723; 305m/roll | P-53133-00
P-53149-00 | General - Kabel NYAF 3 x 2.5mm; Jembo; -; 1 meter | P-53149-00
P-53167-00 | Ballast Electronic EB-C 236 TL5, 2x36W; Phillips; ; | P-53167-00
P-53168-00 | Ballast Electronic EB-C 136 TL5, 1x36W; Phillips; ; | P-53168-00
P-53169-00 | Ballast Electronic EB-C 228 TL5, 2x28W; Phillips; ; | P-53169-00
P-53170-00 | Ballast Electronic EB-C 128 TL5, 1x28W; Phillips; ; | P-53170-00
P-53171-00 | Ballast Electronic EB-C 218 TL5, 2x18W; Phillips; ; | P-53171-00
P-53173-00 | Ballast Electronic EB-C 214 TL5, 2x14W; Phillips; ; | P-53173-00
P-53174-00 | Ballast Electronic EB-C 114 TL5, 1x14W; Phillips; ; | P-53174-00
P-53180-00 | Ballast Hanovia UV System; HANOVIA; p/n 27010400G; | P-53180-00
P-53181-00 | UV Sensor Hanovia UV System; HANOVIA; p/n 270264040; | P-53181-00
P-53182-00 | Arc tube Hanovia UV System; HANOVIA; p/n 130071 - 0320 - 01; | P-53182-00
P-53202-00 | HVAC - Programmable RH & Temp. transmitter MF-HTT 0-100% RH dan 0-100 deg.C 24VAAC Micatrone; ; ; | P-53202-00
P-53209-00 | CAPACITOR 3 uF, 220 V, 2 kutub; ; ; | P-53209-00
P-53210-00 | General - Capacitor, 5 uF, 220 V, 2 kutub; No Brand; -; 1 pcs | P-53210-00
P-53211-00 | LOCTITE High Temperature @ 50 ml | P-53211-00
P-53212-00 | Ballast PHILIPS TL-D 1x36 Watt | P-53212-00
P-53213-00 | Lem Pipa PVC | P-53213-00
P-53214-00 | Epoxy Adhesive DEXTONE; ; ; | P-53214-00
P-53215-00 | Silicon Lembaran, tebal 5 mm, size: 1 meter X 1 meter; ; ; | P-53215-00
P-53216-00 | Silicon Lembaran, tebal 3 mm, size: 1 meter X 1 meter; ; ; | P-53216-00
P-53217-00 | Sealent Gun PROHEX | P-53217-00
P-53218-00 | Ballast PHILIPS TL-D 1x10 Watt; ; ; | P-53218-00
P-53221-00 | Ball Float Steam Trap 3/4 inch connection : Screwed BSP | P-53221-00
P-53222-00 | Ball Float Steam Trap 1/2 inch connection : Screwed BSP | P-53222-00
P-53259-00 | UV Sensor PIN : 270264040; Hanovia; ; | P-53259-00
P-53260-00 | Ballast P/N : 270104006 Hanovia | P-53260-00
P-53261-00 | Junction Box uk 30x40x20cm; ; ; | P-53261-00
P-53262-00 | General - Din Rail MCB; No Brand; -; 1 pc | P-53262-00
P-53263-00 | General - Terminal Block, 4 mm; No Brand; -; 1 pcs | P-53263-00
P-53293-00 | General - Lampu Emergency TL LED 16W Waterproof IP65; Briliant; -; 1 pc | P-53293-00
P-53294-00 | General - Vertical Float Level Switch VSP-3FJ-S2-L1000-FPP45-CU1; Wingel; -; 1 unit | P-53294-00
P-53298-00 | General - Solenoid Valve DP-10; Yoshitake; -; 1 pc | P-53298-00
P-53357-00 | General - Battery Kering / Accu MF N100 12V 100Ah; GS Astra; 95E41R; 1 unit | P-53357-00
P-53362-00 | Contactor Schneider LC1D09M7 Coil 220 VAC; ; ; | P-53362-00
P-53363-00 | Contactor Schneider LC1D12M7 Coil 220 VAC; ; ; | P-53363-00
P-53381-00 | General - Display Inverter LCP 02; Danfoss; 130B1107; 1 pc | P-53381-00
P-53382-00 | General - Exhaust Fan; KDK; 24CDQNA; 1 unit | P-53382-00
P-53383-00 | General - Wafer Check Valve DN50 JIS10K 2inch, Body Cast Iron, Disc SS304; Tozen; ; | P-53383-00
P-53398-00 | General - Electric motor, 0.37 Kw, S1, 230-400V, 50 Hz, B5, ISOL.Class F, IP55 IE2; Motovario; TH 71B4; 1 unit | P-53398-00
P-53399-00 | General - Gearbox, Ratio I=14.3x, Frame 071, DIM.25x50, Flange Mounted, Helical Gear; Motovario; HA42 F; 1 unit | P-53399-00
P-53400-00 | General - Gearbox, Ratio I=14.5, Frame 090, DIM. 30x60, Flange Mounted, Helical Gear; Motovario; HA52; 1 unit | P-53400-00
P-53401-00 | General - Electric Motor, 1.5 KW, 230-400V, 50Hz, B5, ISOL.Class F, IP55, IE3; Motovario; TP 90L4; 1 unit | P-53401-00
P-53404-00 | General - External Cable 5 Wire for Dosing Pump Analogue 4-20mA; Prominent; BT4B 0708 PVT 2000UA011A00YP; 1 pc | P-53404-00
P-53411-00 | General - Power Supply ECO 1-PH 24VDC 5A; Wago; 787-722; 1 pc | P-53411-00
P-53415-00 | General - LED Module 5730 SMD; Samsung; -; 1 pc | P-53415-00
P-53416-00 | General - Ballast SMPS 300 TLD Driver LED 12VDC IP68; Talled; -; 1 pc | P-53416-00
P-53417-00 | General - Kabel Audio 8471 Shielded; Belden; -; 1 pc | P-53417-00
P-53418-00 | General - Set Gearbox Helical G3FS + Dinamo 0,5 HP Ratio 1:15 4 Pole, B5, 1 Phase; Yuema; -; 1 set | P-53418-00
P-53660-00 | Heat Shrink dia. 3 mm Warna Hitam (1 roll = 100 mtr) | P-53660-00
P-53661-00 | Heat Shrink dia. 4 mm Warna Hitam (1 roll = 100 mtr) | P-53661-00
P-53663-00 | Heat Shrink dia. 6 mm Warna Hitam (1 roll = 100 mtr) | P-53663-00
P-53976-00 | Room Pressure Monitoring S55374-C129,RPM SM P1 +/-.50WC( 125PA)0.5%FS;547-104A; ; ; | P-53976-00
P-54065-00 | Flow Switch Stainless 1/8 inch Kabel Tahan Panas @4mtr | P-54065-00
P-54066-00 | Junction Panel Box Ukuran 150x150x150 mm | P-54066-00
P-54094-00 | Hepa Filter - H14 ( 99.999% ) size: 610x610x70 mm Hencolin | P-54094-00
P-54158-00 | Float Level Switch VSS-2FJ-S3-L900-FS40S-0 Flange 2 inch; WINGEL; ; | P-54158-00
P-54159-00 | Digital Controller CU-3 WINGEL | P-54159-00
P-54174-00 | Switch Hub SF95D-16 Cisco | P-54174-00
P-54181-00 | UV lamp for TOC Sievers M500; TOC Sievers; ; pack size per pc | P-54181-00
P-54185-00 | Refrigerant Balance VES 508 Capacacity : 50 kg/110Lb ; Power :9V DC and AC(110V-220V); VALUE; ; | P-54185-00
P-54186-00 | Vacuum Pump 1HP 220V 12CFM; Value; ; | P-54186-00
P-54190-00 | Stop Kontak IP55 16A; Legrand; ; | P-54190-00
P-54199-00 | Stop Kontak AC Kaki 3 Broco; Broco; ; | P-54199-00
P-54210-00 | General - Cover Stop Kontak; Schneider; IEC 60529 BS5733; 1 pcs | P-54210-00
P-54214-00 | Pompa (Refrigerant) Recovery VRR24L Motor : 1 HP ; Power : 220-240V / 50-60HZ; VALUE; ; | P-54214-00
P-54218-00 | General - Vertical Float Level Switch; Wingel; VSS-2FJ-S4-L720-FS45-HT; 1 Pc | P-54218-00
P-54221-00 | Oxygen Sensor PPM - IGS N2 SMC; Nexuz; OC 300-7; | P-54221-00
P-54222-00 | Module Voltage Monitoring Relay; Siemens; 3UG4512-1AR20; | P-54222-00
P-54223-00 | Socket Charger SB175A grey; Anderson; ; | P-54223-00
P-54224-00 | Lampu TL Emergency 18W; Custom; ; | P-54224-00
P-54225-00 | Face Plate HDMI to VGA Skrup; AMP; AMP; ; | P-54225-00
P-54226-00 | Pompa Celup SS SE-268 San-Ei; San-Ei; ; | P-54226-00
P-54254-00 | General - Control Valve DN20 with Actuator; Regin; DFCM-220X; 1 pcs | P-54254-00
P-54256-00 | General - Centrifugal Fan R3G220-RD53-03; EBMPAST; 8115613807; 1 unit | P-54256-00
P-54257-00 | General - Instrument Cooling Fan R3G 250 AK41-71; EBMPAST; 8115610923; 1 unit | P-54257-00
P-54269-00 | General - Water Heater Immersion 9 Element Dia 11,2 x 1800 mm, 60 KW 380V, SUS316; Custom; -; 1 pc | P-54269-00
P-54284-00 | SCHINDLER ELEVATOR - Interphone; Schindler; -; 1 pc | P-54284-00
P-54306-00 | General - Kapacitor AC 40+2uF; Philips; 3PN15960-4; 1 pc | P-54306-00
P-54311-00 | General - Selenoid 1/8inch, 24VDC; Airtac; 4V210-06; 1 pc | P-54311-00
P-54312-00 | General - Level Switch ERV 1/8 Inch Steris; Austar; -; 1 pc | P-54312-00
P-54327-00 | General - Kap Lampu Waterptoof T8 1x18 IP65; No Brand; -; 1 pc | P-54327-00
P-54328-00 | General - Lampu LED T8 9W Kuning 3000K; Hannochs; -; 1 pc | P-54328-00
P-54334-00 | General - Socket Relay PYFZ-14-E; Omron; -; 1 pc | P-54334-00
P-54348-00 | General - Exhaust Fan 4414M; EBMPast; -; 1 pc | P-54348-00
P-54349-00 | General - Threaded 3 Port Valve; Siemens; VXG44.32-16; 1 pc | P-54349-00
P-54351-00 | General - Carbon Brush Set Mini Grinder MG005; No Brand; -; 1 set | P-54351-00
P-54352-00 | General - Digital Motor Speed Controller Dimmer Lampu Suhu Heater AC 220V 4000W; No Brand; -; 1 pc | P-54352-00
P-54353-00 | General - Relay MKS2P + Socket; Omron; -; 1 set | P-54353-00
P-54354-00 | General - UX52 Variable Speed Controller 90W; Houle; -; 1 pc | P-54354-00
P-54355-00 | General - Male Cable Mount 20A, IP20 Series Mini Connector 3Pole; Wieland; GST 18i; 1 pc | P-54355-00
P-54357-00 | General - Battery Rechargeable 6V 6000mAh; NI-MH Battery; -; 1 pc | P-54357-00
P-54370-00 | General - Lampu Indikator 24V 5W 1kaki; Hella; -; 10pcs/box | P-54370-00
P-54372-00 | General - Fuse Holder 10 x 38, 32A; Fort; -; 1 pc | P-54372-00
P-54402-00 | General - Thermocouple TW-N (PT100), Dia.: 6.4*30L*2M*PT1/8; Autonics; A04209; 1 pc | P-54402-00
P-54410-00 | General - Fuse Kaca 1.5A, 250V, 5 x 20mm; No Brand; -; 1 pc | P-54410-00
P-54446-00 | General - Vertikal Float Level Switch; Wingel; VSP-2F-J0S4-L1000-FPP45-CU4; 1 pc | P-54446-00
P-54447-00 | General - Lampu LED Downlight 9W DN027B G3 D125, 900 lm, 65k, Putih; Philips; -; 1 pc | P-54447-00
P-54462-00 | General - MCB 6A 1Phase Domae; Schneider; DOMF01106; 1 pc | P-54462-00
P-54463-00 | General - MCB 4A 1Phase Domae; Schneider; DOMF01104; 1 pc | P-54463-00
P-54464-00 | General - MCB 32A 3Phase Domae; Schneider; DOMF01332; 1 pc | P-54464-00
P-54465-00 | General - MCB 6A 3Phase C 6000A Domae; Schneider; -; 1 pc | P-54465-00
P-54466-00 | General - MCB 10A 1Phase Domae; Schneider; DOMF01110; 1 pc | P-54466-00
P-54467-00 | General - Selector Switch 3 Posisi 22mm; Idec; YW1S-3E20; 1 pc | P-54467-00
P-54468-00 | General - Temperature Sensor Duct PT TMP 100K Ohm 4 inch; Siemens; 536-811; 1pc | P-54468-00
P-54491-00 | Lift Schindler - LOP Button Set; Schindler; IWU-000869; 1 set | P-54491-00
P-54505-00 | General - Lampu LED Downlight DN027B G3 D125 6W; Phillips; -; 1 pc | P-54505-00
P-54506-00 | General - Sensor Stick Flow Probe MFS-R-500; Micatrone; -; 1 unit | P-54506-00
P-54507-00 | General - Relay MY2N-GS-R AC24 BY OMZ; Omron; -; 1 pc | P-54507-00
P-54508-00 | General - Comb Busbar Sisir, 3 Phase, 63A, 10391; Schneider; -; 1 pc | P-54508-00
P-54509-00 | General - Buzzer Panel, 12VDC, 22mm, SCB-22; Shemco; -; 1 pc | P-54509-00
P-54510-00 | General - Comb Busbar Sisir MCB, 1 Phase, 12 Module, 63A; Schneider; EZ9XP112; 1 pc | P-54510-00
P-54512-00 | General - Kabel Duct PVC, Lubang, Uk. 32 x 32mm; No Brand; -; 1 pc | P-54512-00
P-54513-00 | General - Kabel Gland PG25; No Brand; -; 1 pc | P-54513-00
P-54514-00 | General - Skun Y, 2.5mm, Hijau; Ewig; -; 100pcs/pack | P-54514-00
P-54515-00 | General - Skun Y, 2.5mm, Kuning; Ewig; -; 100pcs/pack | P-54515-00
P-54516-00 | General - Skun Y, 2.5mm, Merah; Ewig; -; 100pcs/pack | P-54516-00
P-54517-00 | General - Socket Terminal, 3 Pin, Block Lurus, 2EDG 5.08mm; No Brand; -; 1 pc | P-54517-00
P-54518-00 | General - Stop Kontak Panel Mounting 2Phase, 16A, 220V; Fort; CEE112; 1 pc | P-54518-00
P-54519-00 | General - Terminal Block TBR20; Fort; -; 50pcs/pack | P-54519-00
P-54535-00 | General - Stopper Din Rail 20mm; No Brand; -; 1 pc | P-54535-00
P-54536-00 | General - Lampu TL-D 58W 6500K 1500mm; Philips; -; 1 pc | P-54536-00
P-54543-00 | General - Junction Box MG 33 x 22 x 12cm; Duradus; -; 1 pc | P-54543-00
P-54550-00 | General - Inline Fan Duct Size 6,4 Inch 755CMH; CKE; CI CDI160AZ; 1 pc | P-54550-00
P-54554-00 | General - Lampu Tl LED Slimliner II T5 10W Cool Light; Hannoch; -; 1 pc | P-54554-00
P-54557-00 | General - Thermal Camera FU4 256x192 25Hz For Android; Fluke; FLK-TC01A 25; 1 pc | P-54557-00
P-54558-00 | General - Trafo Step Up Down 5A Nol B; Kurae; -; 1 pc | P-54558-00
P-54559-00 | General - Automatic Circuit Breaker Finder; Nofaya; NF-827S; 1 pc | P-54559-00
P-54575-00 | General - Fitting Lampu Halogen MR16 Socket GY5.3; No Brand; -; 1 pc | P-54575-00
P-54576-00 | General - End Plate for Terminal Blok TBR20; No Brand; -; 1 pc | P-54576-00
P-54577-00 | General - Lampu Neon LED Silinder II T5 16W Putih; Hannochs; -; 1 pc | P-54577-00
P-54584-00 | AHU - Centrifugal Duct Inline Blower 8inch; Nicotra; GCIL 200; 1 unit | P-54584-00
P-54592-00 | General - Fan Motor F61-10; Polytron; -; 1 unit | P-54592-00
P-54610-00 | Liebherr - Programmed Electronic for LGPv 6520; Liebherr; 9290451; 1 pc | P-54610-00
P-54627-00 | General - Solenoid Valve Welded EVR3 1/4 Inch; Danfoss; -; 1 pc | P-54627-00
P-54628-00 | General - Solenoid Coil 018F6282 220V; No Brand; -; 1 pc | P-54628-00
P-54634-00 | General - Heater Jacket 100DegC Uk. 100 x 160 x 25mm 1kW 220V 1P (AC)m 1kW 220V 1 phase; Custom United Heater; -; 1 unit | P-54634-00
P-54651-00 | General - Pompa Submersible Sewage Water + ADC; Grundfos; DPK.10.50.15.5.0D; 1 unit | P-54651-00
P-54652-00 | General - Power Supply Switching 24VDC; Autonics; SPA-075-24; 1 pc | P-54652-00
P-54672-00 | General - Box Panel 950 x 600 x 300mm Tebal 1mm; No Brand; -; 1 pc | P-54672-00
P-54685-00 | General - Solenoid Valve 2 Way Kuningan 1 inch 220VAC Female Drat Max 0-10Bar; No Brand; -; 1 pc | P-54685-00
P-54688-00 | General - Room Display Unit with Alarm Settings 3-Channel (3 Analog Input, Modbus RTU RS-485 Output); Terren; EMX MFDP11810M0; 1 unit | P-54688-00
P-54699-00 | General - Kipas Portable Ventilator Blower 18 Inch + Flexible Duct 10 Meter; No Brand; -; 1 set | P-54699-00
P-54703-00 | General - Pompa Submersible V750; York; -; 1 pc | P-54703-00
P-54704-00 | General - Saklar Emergency Stop Panel Box 1NC + 1NO; Fort; -; 1 set | P-54704-00
P-54707-00 | General - Lampu Panel LED 30 x 120cm; Philips; RC081VLED30S/865; 1 pc | P-54707-00
P-54712-00 | General - Mesin Drain Cleaner 30 Meter; STG; GQ75; 1 unit | P-54712-00
P-54713-00 | General - Lampu LED True Force Essential Cool Daylight Essential 25W E27 6500K; Philips; -; 1 pc | P-54713-00
P-60000-00 | Pembuatan Port terminal BIBO (Integrity) | P-60000-00
P-70002-00 | Forklift Jungheinrich - Filter Cartridge; Jungheinrich; 5140412; 1 pc | P-70002-00
P-70003-00 | Forklift Jungheinrich - Filter Air; Jungheinrich; 51440858; 1 pc | P-70003-00
P-70004-00 | Forklift Jungheinrich - Oil Hidraulic UG 46 (C); Jungheinrich; -; 1 pc | P-70004-00
P-70005-00 | Forklift Jungheinrich - Oil Transmission 80W 90 (L); Jungheinrich; -; 1 pc | P-70005-00
Q-10005-00 | Polyfloor PFT-213 Ivory @ 20 KG | Q-10005-00
Q-10012-00 | Multipox MX-94 White @ 20 KG | Q-10012-00
Q-10042-00 | Thiner Epoxy @ 1 galon | Q-10042-00
Q-10064-00 | Cat Ftalit 113 Primrose @1kg | Q-10064-00
Q-10090-00 | GypsumJaya Board | Q-10090-00
Q-10128-00 | Thinner Super End/Impala @ 1 Liter | Q-10128-00
Q-10130-00 | TOTO - Kran Wastafel Faucet TX 126 LE | Q-10130-00
Q-10134-00 | TOTO - Jet Shower spray TX 403S | Q-10134-00
Q-10136-00 | TOTO - Kran T23BQ13N | Q-10136-00
Q-10153-00 | Kuas Cat Roller uk. 110 mm;No Brand;;pack size per set | Q-10153-00
Q-10154-00 | Kuas Cat Roller uk. 230 mm;No Brand;;pack size per set | Q-10154-00
Q-10172-00 | Polyfloor PFT-213 Light blue @ 20 KG | Q-10172-00
Q-10192-00 | Dynabolt 8 X 40; ; ; | Q-10192-00
Q-10207-00 | Keramik Roman Warna Putih 40 x 40 cm;Roman;CN: 447106;pack size per pack | Q-10207-00
Q-10232-00 | Silicone Sealant N10 White | Q-10232-00
Q-10233-00 | Silicone Sealant N10 Clear | Q-10233-00
Q-10234-00 | Silicone Sealant N10 Grey | Q-10234-00
Q-10236-00 | Door Closer Dekson 302 NHO | Q-10236-00
Q-10249-00 | Lem Power Glue; ; ; | Q-10249-00
Q-10271-00 | Kuas 3 inch | Q-10271-00
Q-10272-00 | Cat epoxy Polyfloor PFT 253 Propan | Q-10272-00
Q-10282-00 | Semen MU Perekat Bata Ringan Mortar Utama 1zak | Q-10282-00
Q-10284-00 | Tile Grout AM 54; ; ; | Q-10284-00
Q-10302-00 | Compound / Kompon Gypsum;No Brand;;pack size 20 kg per pck | Q-10302-00
Q-10305-00 | Raven Door Seal (balon) RP48 Brown/White 50mtr x 2; ; ; | Q-10305-00
Q-10331-00 | Cat F-Talit Hella Grey KF-611 Netto : 1 kg | Q-10331-00
Q-10377-00 | Door Seal Brush PVC Hitam Ukuran 100 x 2,5 cm; No Brand; ; pack size per pcs | Q-10377-00
Q-10378-00 | Kunci Laci Cam Lock;Huben;PN: HL 103-25 mm;pack size per pcs | Q-10378-00
Q-10379-00 | Bak Cat | Q-10379-00
Q-10401-00 | Kuas Cat Uk. 3 inch;Eterna;Tipe 611;pack size per pcs | Q-10401-00
Q-10410-00 | Roll Epoxy dia. 9 | Q-10410-00
Q-10429-00 | Fitting Kap Lampu LED Tube TL T8 Ukuran 60 cm; In-Lite; INFX004; pack size per pcs | Q-10429-00
Q-10433-00 | Lampu Neon Philips TLD 15W/54-765 Cool Daylight; PHILIPS; TLD15W/54-765; | Q-10433-00
Q-10434-00 | Lampu Tornado Philips 27 W Cool Daylight; PHILIPS; 27WATTS; | Q-10434-00
Q-10460-00 | Magnetic door stopper; Dekson; Part No. MDS 889 SN; | Q-10460-00
Q-10471-00 | 2 way control valve diameter 3/4" c/w Actuator On-Off/220 V; REGIN ; DFCM220X; ; ; | Q-10471-00
Q-10472-00 | Kunci Loker Huben HL-103 30mm; ; ; | Q-10472-00
Q-10475-00 | Cat Tembok; ; ; - Cat Dulux Ambiance Brilliant White @ 20 Ltr | Q-10475-00
Q-10485-00 | Ball Valve Kuningan 1/2 inch Kitz; ; ; | Q-10485-00
Q-10486-00 | Neple selang Kuningan 1/2 inch x 1/2 inch | Q-10486-00
Q-10487-00 | Tutup Wastafel TOTO; ; ; | Q-10487-00
Q-10488-00 | Selang Wastafel TOTO; ; ; | Q-10488-00
Q-10489-00 | AM 54 CAIRAN; ; ; Can | Q-10489-00
Q-10492-00 | Amplas | Q-10492-00
Q-10493-00 | Tile Grout AM 53 | Q-10493-00
Q-10496-00 | Sirocco Ventilating Fan 24CHF KDK; ; ; | Q-10496-00
Q-10509-00 | Cable Ducting | Q-10509-00
Q-10510-00 | Junction Box Plastik 12x12x10 cm; ; ; | Q-10510-00
Q-10511-00 | Probe Sensor Temperatur PT100 3 wire; range -15 degC sampai 150 degC; ; ; | Q-10511-00
Q-10514-00 | Hollow SUS304 30x30x3.0mm | Q-10514-00
Q-10516-00 | Pahat Besi / Cold Chisel | Q-10516-00
Q-10517-00 | Kape Besi / Scraper / Skrap Besi;No Brand;;pack size per pcs | Q-10517-00
Q-10518-00 | Dempul | Q-10518-00
Q-10523-00 | Cat Nippon Paint Nippe 2000 318T; Nipon; ; | Q-10523-00
Q-10524-00 | Dulux Wallfiller; Dulux; ; | Q-10524-00
Q-10525-00 | Waterpass Magnet 9 inch; ; ; | Q-10525-00
Q-10526-00 | Cat Dustproof Propan Decor DAE 550 Peacock Blue; ; ; - TEAL-5412 | Q-10526-00
Q-10528-00 | Kaca Cermin; Lokal; Ukuran custom; pack size per pcs | Q-10528-00
Q-10549-00 | TOTO - Piston Flush Valve Closet Type T150NL / TV150NSJ | Q-10549-00
Q-10550-00 | Door Closer TS 2000V Hold Open GEZE; ; ; | Q-10550-00
Q-10552-00 | Stiker Kaca Sandblast | Q-10552-00
Q-10562-00 | Proseal PAS-100 White Propan | Q-10562-00
Q-10563-00 | Cat Weathershield Merlin;Dulux;Type 40156M Merlin;pack size per 20L pail | Q-10563-00
Q-10569-00 | Lampu LED Emergency 6 Watt Hannoch Genius | Q-10569-00
Q-10570-00 | Kap Lampu TL RM 2X18 Watt | Q-10570-00
Q-10571-00 | PHILIPS - Kap Lampu Waterproof TCW 060 2X36 Watt | Q-10571-00
Q-10572-00 | PHILIPS - Lampu LED TL T8 120 Cm 16 Watt; ; ; | Q-10572-00
Q-10573-00 | PHILIPS - Lampu Emergency TWS 200; ; ; | Q-10573-00
Q-10580-00 | Cat Ftalit 444 Banana Yellow; ; ; 1 Kg per Can | Q-10580-00
Q-10581-00 | Cat Ftalit 272 Antique Grey 1 Kg per Can | Q-10581-00
Q-10585-00 | Lampu LED T5-18W-1200mm | Q-10585-00
Q-10586-00 | Lampu LED T5-9W-600mm; ; ; | Q-10586-00
Q-10588-00 | Sika Boom @750 ml | Q-10588-00
Q-10621-00 | Kap Downlight 5inch Osiwa | Q-10621-00
Q-10623-00 | Engsel Spring SS304 4x3x3ml Dekson | Q-10623-00
Q-10629-00 | Cat Lantai Light Blue BAP338 BITAFLOOR | Q-10629-00
Q-10630-00 | Pompa KP250A Grundfos | Q-10630-00
Q-10631-00 | Mesh 8 SS 304 | Q-10631-00
Q-10633-00 | Tali Tambang | Q-10633-00
Q-10650-00 | Aquaproof Abu-Abu @4 Kg; ; ; | Q-10650-00
Q-10651-00 | Aquaproof Putih @4 Kg | Q-10651-00
Q-10652-00 | Cat Multipurpose PU Acrylic Orange 101-1 Propan | Q-10652-00
Q-10655-00 | Cat Anti Karat dan Anti Bocor Seiv Flinkote 007 | Q-10655-00
Q-10656-00 | Kuas Cat Uk. 5 inch;No Brand;;pack size per pcs | Q-10656-00
Q-10657-00 | Mata Gerinda Amplas Poles Epoxy @11 pcs | Q-10657-00
Q-10662-00 | Capit Udang Laci Solid | Q-10662-00
Q-10683-00 | Stiker Vinil A3 | Q-10683-00
Q-10711-00 | Pipa PVC Abu Abu AW 4" Rucika; ; ; | Q-10711-00
Q-10712-00 | Elbow PVC Abu Abu AW 4" Rucika; ; ; | Q-10712-00
Q-10715-00 | Lem PVC Isarplas Kuas @400gr; ; ; | Q-10715-00
Q-10724-00 | Semen MU 301 Plester Plus; ; ; | Q-10724-00
Q-10731-00 | Kunci Lemari Arsip Lion L33/ELITE LION | Q-10731-00
Q-10745-00 | Lem ZAMITEX 500 gr | Q-10745-00
Q-10746-00 | Cat Tembok WeatherShield 40544M Day Break Dulux | Q-10746-00
Q-10750-00 | Hollow Baja Ringan 4x4cm, Tebal 0.5mm, Panjang 4m; ; ; | Q-10750-00
Q-10752-00 | Cat Duragloss Silver Metallic;Propan;Type 9115 Silver Metallic;pack size per can | Q-10752-00
Q-10774-00 | Kansai Zinc Phospate Primer Light Grey @ 20 KG | Q-10774-00
Q-10775-00 | Metalkote Anti Karat Epoxy Primer EDP-551 @ 20 KG | Q-10775-00
Q-10783-00 | Kunci Pas Rachet Ujung Ganda 3/8inch, 5/16inch dan 1/4inch, 3/16inch For Koneksi pipa AC; ; ; | Q-10783-00
Q-10784-00 | Convex Mirror 80 CM (Cermin Cembung) | Q-10784-00
Q-10785-00 | Hardisk Enclosure Case 3.5 Inch | Q-10785-00
Q-10805-00 | Multipox MX-98-2K SB White;Propan;Type White;pack size per 20 kg pail | Q-10805-00
Q-10817-00 | Door Closer Type: TS77 Hold Open; DORMA; ; | Q-10817-00
Q-10825-00 | Tali Karet Ban;No Brand;;pack size per pcs | Q-10825-00
Q-10827-00 | Jet Gun For Cleaning AC | Q-10827-00
Q-10828-00 | Plastik AC 0,5-2 PK @5 meter; ; ; | Q-10828-00
Q-10829-00 | Cat Ambiance Lakestone 44537M Tinting; Dulux; ; | Q-10829-00
Q-10845-00 | Fitting Lampu Bholam E27; ; ; pcs | Q-10845-00
Q-10855-00 | Apar Termatic Powder | Q-10855-00
Q-10856-00 | SCHINDLER ELEVATOR - Guide Shoe Oil Box | Q-10856-00
Q-10857-00 | Nitric Acid (HNO3) 68 % | Q-10857-00
Q-10859-00 | Gembok 40 mm;No Brand;;pack size per pcs | Q-10859-00
Q-10860-00 | SCHINDLER ELEVATOR - Chime Bell | Q-10860-00
Q-10862-00 | Bracket TV Monitor LED 32-51 inch | Q-10862-00
Q-10863-00 | Wallmount Indorack WR5004S 4U 500MM Singel Door Rack Server | Q-10863-00
Q-10880-00 | Holder Vertical Blind Hanger 127 mm | Q-10880-00
Q-10885-00 | Kunci Grendel SS 1 1/2 Inch | Q-10885-00
Q-10900-00 | Skrup Baja Hitam;No Brand;;pack size per pack | Q-10900-00
Q-10901-00 | Lem Fox Kayu Putih | Q-10901-00
Q-10902-00 | Gypsum 9 mm;No Brand;;pack size per lembar | Q-10902-00
Q-10903-00 | Lem Wall Papper BOSTIK | Q-10903-00
Q-10904-00 | Handle Pintu Kaca Deksson DK 82801; ; ; | Q-10904-00
Q-10905-00 | Kanal C Galvalum Baja Ringan 0.75 | Q-10905-00
Q-10908-00 | Lan Card PCI Express TG-3468 Gigabit 10/100/1000 Mbps TG-3468 TP-Link | Q-10908-00
Q-10909-00 | Cat Epoxy JOTAFLOOR TC RAL 5012 JOTUN | Q-10909-00
Q-10910-00 | Cat Epoxy JOTAFLOOR TC RAL 7035 JOTUN | Q-10910-00
Q-10911-00 | Cat Epoxy JOTAFLOOR TC SEALER CLEAR JOTUN | Q-10911-00
Q-10912-00 | Pompa Oil Manual Drum | Q-10912-00
Q-10924-00 | Cat Hardtop XP RAL 5018 Turquois Blue Jotun | Q-10924-00
Q-10930-00 | PCI Usb Card 4 port usb 2.0 Konektor Panjang | Q-10930-00
Q-10931-00 | Grendel Slot Pintu Geser | Q-10931-00
Q-10933-00 | Mesin Amplas GSS-1400 BOSCH | Q-10933-00
Q-10946-00 | Silicone Sealant;Silglaze;Type N10 Light Grey;pack size per pcs | Q-10946-00
Q-10947-00 | Plastik Cor Bagunan;No Brand;;pack size per pcs - Per 10kg | Q-10947-00
Q-10949-00 | SCHINDLER ELEVATOR - Ceiling Lamp Cover; ; ; | Q-10949-00
Q-10952-00 | Mesh Uk. 18x0.28mmx1000mm Material SS 304; ; ; | Q-10952-00
Q-10963-00 | Keramik Granito Salsa Oasis Warna Ivory 40x40mm; Granito; ; | Q-10963-00
Q-10967-00 | Nat Keramik AM 53 Cream Lotus; ; ; | Q-10967-00
Q-10971-00 | Magnet Kotak Pintu Lemari Small Stainless Steel 1.5x3.6cm; ; ; | Q-10971-00
Q-10972-00 | Koper Penyimpan Alat Cashing Aluminium Uk. 215x215x655mm; ; ; | Q-10972-00
Q-10982-00 | Spray Gun CSGLI2001 800cc; INGCO; ; | Q-10982-00
Q-10983-00 | Isolator Keramik Busbar Silinder 50x40; ; ; | Q-10983-00
Q-10984-00 | Door Seal Karet Penutup Bawah Pintu Abu 2,5 cm x 1 M; ; ; | Q-10984-00
Q-10985-00 | Keramik Granito Warna Crystal White Sand 60x60; Granito; ; | Q-10985-00
Q-10986-00 | Face Plate HDMI to VGA Skrup; AMP; ; | Q-10986-00
Q-10987-00 | HPL Edging Abu 2.2cm; Taco; ; | Q-10987-00
Q-11000-00 | Jasa Perbaikan Gedung; ; ; | Q-11000-00
Q-11002-00 | General - Philips T5 TCH086 Essential Batten 14Watt PUTIH COOL DAYLIGHT Set Lengkap dengan Kap; Philips; ; | Q-11002-00
Q-12033-00 | SikaTop 107 Seal / pelapis kedap air; ; ; pack size per set (20 kg semen dan 5 kg cairan sika) | Q-12033-00
Q-12047-00 | Kape PVC / Scraper / Skrap PVC Ukuran 5 Inch;; Lokal; ; pc | Q-12047-00
Q-12050-00 | Cat Epoxy lantai PROPAN POLYFLOOR PRIMER PFP-241 2K SB(20KG - SET); PROPAN PFP-241; ; | Q-12050-00
Q-12060-00 | Polyurethane (PU) Foam Sealent Spray; No Brand; LX-100; pack size 750 ml per botol | Q-12060-00
Q-12073-00 | Door Seal Brush Alumunium; Lokal; Ukuran 100 cm x 3,5 cm; pc | Q-12073-00
Q-12076-00 | Kunci Laci Lemari Loker Slide; Huben; HL-505; per set | Q-12076-00
Q-12077-00 | Piston Valve; Toto; S302; pc | Q-12077-00
Q-12105-00 | Cat Semprot Metallic Black 1139; Samurai Paint; Metallic Black 1139; 400 ml/can | Q-12105-00
Q-12117-00 | Lem Anti Bocor Waterproof Nano Transparan; Aqualuxe; ; 1 kg | Q-12117-00
Q-12123-00 | Lis Strip Pintu Seal Peredam Suara 6M; Lokal; 6M-SD6-Hitam; 6 meter/roll | Q-12123-00
Q-12140-00 | Cat Semprot Signal Red 23; Samurai Paint; Signal Red 23; 400 ml per can | Q-12140-00
Q-12141-00 | Cat Semprot Blue 312; Samurai Paint; Blue 312; 400 ml per can | Q-12141-00
Q-12142-00 | Cat Semprot Grey 104; Samurai Paint; Grey 104; 400 ml per can | Q-12142-00
Q-12143-00 | Cat Semprot Chrome Yellow; Samurai Paint; Chrome Yellow; 400 ml per can | Q-12143-00
Q-12145-00 | Kasa Gypsum Tanpa Lem Ukuran 1 inch; Lokal; ; 20 meter per roll | Q-12145-00
Q-12150-00 | Cat Semprot Scoopy Brown H391; Samurai Paint; Scoopy Brown H391; 400 ml per can | Q-12150-00
Q-12151-00 | Keramik Dlucido Cream Uk. 20x25; Roman; Type W25107; pack size per 20 pcs box | Q-12151-00
Q-12152-00 | Lem Kayu Putih 350 gram; Fox; ; 350 gram per pack | Q-12152-00
Q-12153-00 | Door Seal Karet Penutup Bawah Pintu Hitam uk. 5 cm x 1 M; Lokal; ; pc | Q-12153-00
Q-12166-00 | Sandblast JT215 Buram 122cmx50m; Ruisitu; -; 1 Roll | Q-12166-00
Q-12181-00 | Flush Bolt 1625 + Stang; Griff; -; 1 Pc | Q-12181-00
Q-20010-00 | Keramik Granito Warna Ivory | Q-20010-00
Q-30005-00 | Lampu Highbay 150 Watt LED; Ecolink; ; pack size per pcs | Q-30005-00
Q-50000-00 | Engsel Pintu SS | Q-50000-00
Q-50012-00 | Flush Bolt Grendel Tanam Slot Pintu; Dekkson; FB 040 8+12 inch; pack size per set (8 inch dan 12 inch) | Q-50012-00
Q-50013-00 | Frame or Perimeter Seal RP48 White; Raven; R48W6; 6 meter/pck | Q-50013-00
Q-50020-00 | Engsel Tanam Pintu D40; Dekkson; Type D40; pc | Q-50020-00
Q-50025-00 | Flush Bolt 370mm; Dekkson; FB SQ 501; pc | Q-50025-00
Q-50026-00 | Electric Dropbolt Lock door access 5 Kabel Delay; Lokal; ; pc | Q-50026-00
Q-50027-00 | Glass Lock atau Grendel Pintu Kaca Tanpa Bingkai; Dekkson; GL621CP; pc | Q-50027-00
Q-50028-00 | Engsel Sendok Profil Hinge 40 mm; Ferrari; ; pc | Q-50028-00
Q-50029-00 | Kunci Tusuk Laci / Kunci Tekan (Push Lock) HL105; Huben; HL105; pc | Q-50029-00
Q-54119-00 | Paint Remover;No Brand;;pack size per can - Kemasan 20L | Q-54119-00
Q-54128-00 | Kuas uk. 2.5 inch; No Brand; ; pack size per pc | Q-54128-00
Q-54156-00 | PCB SCOPMA 5.Q; ; ; | Q-54156-00
Q-54157-00 | PCBA LIFT SCOPCA 5.Q;Schindler Elevator;;pack size per unit | Q-54157-00
Q-60003-00 | Plakband Kertas | Q-60003-00
Q-60006-00 | Dempul kayu sanpolac @ 1kg | Q-60006-00
Q-60025-00 | Kuas Cat Uk. 1 inch;Eterna;Tipe 611;pack size per pcs | Q-60025-00
Q-60026-00 | Kuas Cat Uk. 2 inch;Eterna;Tipe 611;pack size per pcs | Q-60026-00
Q-60036-00 | Cat F-Talit KF-611 / Hellay Grey / 115-611 @ 1 KG | Q-60036-00
Q-60061-00 | Cat Pilox 109 - Black | Q-60061-00
Q-60063-00 | Cat Pilox 102 - White | Q-60063-00
Q-60067-00 | Cat Pilox 124 - Silver | Q-60067-00
Q-60104-00 | Cat Hardtop XP PU Jotun | Q-60104-00
Q-60105-00 | Cat Dulux Ambiance Brilliant White; Dulux; 2290; pack size per 20L | Q-60105-00
Q-60107-00 | Hardener / Obat dempul sanpolac; ; ; pack size per tube | Q-60107-00
Q-60113-00 | Cat Ambiance Base; Dulux; Type T914A Grey Universal; 20L/pail | Q-60113-00
Q-60117-00 | Cat Epoxy PU-Crete Flowfresh MF Type Light Grey; Flowcrete; ; 20 kg/set | Q-60117-00
Q-60213-00 | Cat F-Talit KF 125, F-Talit, Type Grass Green, pack size per 1 kg | Q-60213-00
Q-60226-00 | Cat F-Talit KF 731, F-Talit, Type Super White 115-00, pack size per 1 kg | Q-60226-00
Q-60234-00 | Cat F-Talit KF 582, F-Talit, Type Black, pack size per 1 kg | Q-60234-00
Q-60242-00 | Cat Ftalit KF-43 Permanent Red; Kansai Paint; Type 115-143 Permanent Red; pack size per 20 kg pail | Q-60242-00
Q-60328-00 | Cat Decor Acrylic Enamel DAE - 550 / Solvent Based; Propan; TEAL 5412 - Warna Biru; pack size 20 liter per pail | Q-60328-00
Q-60340-00 | Cat Semprot Chrome Stainless 360ml; No Brand; ; can | Q-60340-00
Q-60342-00 | Cat Semprot Green Relax (V9488); Diton Premium; V9488; 400 ml | Q-60342-00
Q-60401-00 | Handle Pintu Bulat, Elbow Press Lock; Meroni; N13NE TB127; | Q-60401-00
Q-60402-00 | Aquaproof Abu Abu; Aquaproof; Type 061 Abu Abu; 20 liter/pail | Q-60402-00
Q-60403-00 | Serat Fiber / Fiber Glass Matt; Aquaproof; ; 1 kg/pack | Q-60403-00
Q-60404-00 | Cat Interior Catylac; Dulux; Type Putih 1501N; 25 kg/pail | Q-60404-00
Q-60405-00 | Cat Durogloss DR-2000; Propan; Type Spiders Web 90YY 73/040; 0,9 L/can | Q-60405-00
Q-60406-00 | Stone Coat Pernis pelapis batu alam; Golden Horse; Type Black Gloss ; 1 kg/can | Q-60406-00
Q-60434-00 | Semen putih / Acian Putih; Tiga Roda; TR-30; 40 kg/zak | Q-60434-00
Q-60500-00 | Silicone Sealant, Silglaze, Type N10 Grey, pack size per pcs | Q-60500-00
Q-60501-00 | Silicone Sealant, Silglaze, Type N10 Clear, pack size per pcs | Q-60501-00
Q-60502-00 | Silicone Sealant;Silglaze;Type N10 White;pack size per pcs | Q-60502-00
Q-60503-00 | Silicone Sealant;Silglaze;Type N10 Grey;pack size per pcs | Q-60503-00
Q-70026-00 | Baterai Tester Micro 200 Pro; Lancol; ; | Q-70026-00
Q-70039-00 | Tang Lancip Uk. 6 inch (Long Plier Nose);Tekiro;CN: PL-LN0760;pack size per pcs | Q-70039-00
Q-70040-00 | Tang Potong ukuran 6 inch, Merk : Tekiro; ; ; | Q-70040-00
Q-70054-00 | Isi Kuas Cat Epoxy Roll; Rollset; Ukuran 4 Inch; pack size per pcs | Q-70054-00
Q-70055-00 | Isi Kuas Cat Epoxy Roll; Rollset; Ukuran 9 Inch; pack size per pcs | Q-70055-00
Q-70065-00 | Dynabolt Beton M8x60; M8; M8x60; | Q-70065-00
Q-70066-00 | Dynabolt Beton M8x70; M8; M8x70; | Q-70066-00
Q-70068-00 | Dynabolt Beton M10x60; M10; M10x60; | Q-70068-00
Q-70069-00 | Dynabolt Beton M10x70; M10; M10x70; | Q-70069-00
Q-70072-00 | Dynabolt Beton M12x70; M12; M12x70; | Q-70072-00
Q-70084-00 | 10-19mm Rachet Spanner & Socket Set 23 Pc; Kennedy; KEN5823980K; pack size per set | Q-70084-00
Q-70085-00 | Super Wire Stripper; Kennedy; KEN5147970K; pack size per pcs | Q-70085-00
Q-70086-00 | 8x200mm Engineers Screwdriver; Kennedy; KEN5723080K; pack size per pcs | Q-70086-00
Q-70087-00 | No.4 Cross PT Engineers Screwdriver; Kennedy; KEN5721040K; pack size per pcs | Q-70087-00
Q-70088-00 | No.0 Cross PT VDE Dual Grip Screwdriver; Kennedy; KEN5727900K; pack size per pcs | Q-70088-00
Q-70089-00 | 4 Inch 20 Blade Metric Feeler Gauge; Kennedy; KEN5180780K; pack size per pcs | Q-70089-00
Q-70090-00 | 2-16mm Uninsulated Terminal Crimping Tools; Kennedy; KEN5155420K; pack size per pcs | Q-70090-00
Q-70091-00 | 125mm/5 Inch Diagonal Pro-TorQ Cutter; Kennedy; KEN5582020K; pack size per pcs | Q-70091-00
Q-70092-00 | 25-Drawer Small Parts Storage Cabinet; Kennedy; KEN5935120K; pack size per unit | Q-70092-00
Q-70093-00 | Flat Parallel Mini Srewdriver 3x65; Kennedy; KEN5725220K; pack size per pcs | Q-70093-00
Q-70095-00 | 30 Blade Screw Pitch Gauge 60Deg American; Kennedy; KEN5181070K; pack size per pcs | Q-70095-00
Q-70096-00 | Soldering Iron 25W 230V C/W Fine Point Tip; Senator; SEN5162210K; pack size per pcs | Q-70096-00
Q-70097-00 | Kunci Sock Set 8-32mm 1/2 Inch DR Socket Set 24 pc Segi Pt 6; Matsu; ; pack size per set | Q-70097-00
Q-70098-00 | Kunci Torsi Momen 20-120 Nm; Lakoni; 800422; pack size per set | Q-70098-00
Q-70103-00 | Mata Sock L Set 11 Pcs Dr.1/2 Inch; Tekiro; SC-HB0638; 11 pcs per set | Q-70103-00
Q-70104-00 | Sambungan Kunci Sock / Extension Bar 1/2 x 10 inch; XP Tools; MTA-69200251; Pack Size Per Pcs | Q-70104-00
Q-70125-00 | Cordless Impact Wrench / Mesin Bor Impact Pembuka Baut Tanpa Kabel; Bosch; GDS 18C-400; pack size per set (baterai dan charger) | Q-70125-00
Q-70135-00 | Mini Grinder 3mm with ACC. 217 pcs IRDGS; Krisbow; 10107083; pack size per set | Q-70135-00
Q-70137-00 | Pipe Wrench 14 Inch LRPW14; Krisbow; KW0100366; pack size per pcs | Q-70137-00
Q-70148-00 | Kunci L Bintang / Tamper Torx Key; Tekiro; HK-TA1206; 9 pc/set | Q-70148-00
Q-70149-00 | Jangka Sorong Digital / Digital Caliper; Mitutoyo; CN: 500-197-30; pc | Q-70149-00
Q-70156-00 | Driver / Bor Cordless Impact Drill Baterai 18V; Bosch; GSB183-LI; per set (Bor dan 1 x baterai GBA 18V 2.0Ah) | Q-70156-00
Q-70158-00 | Bor Impact Drill GSB 600; Bosch; 06011A03K2; set | Q-70158-00
Q-70159-00 | Buckle CB5 Galvanized Steel 16mm; Lokal; ; pcs | Q-70159-00
Q-70160-00 | Tali Webbing 4mm; Lokal; ; 50 meter/rol | Q-70160-00
Q-70163-00 | Handle Tap Balik / Handle Tap M3-M12 mm; Tekiro; GT-TH1864; pc | Q-70163-00
Q-70167-00 | Kunci L Bintang / Torx Key Uk. 10 mm; Tekiro; HK-TL1221; pc | Q-70167-00
Q-70168-00 | Adjustable Wrench / Kunci Inggris Uk. 12 Inch; Krisbow; KW0101965; pc | Q-70168-00
Q-70169-00 | Kunci L Hex Key Stubby Uk. 1,5 - 10 mm; Tekiro; HK-ST1210 ; 9 pc/set | Q-70169-00
Q-70170-00 | Kunci L Uk. 1,5 mm; Tekiro; HK-LO1164; pc | Q-70170-00
Q-70171-00 | Kunci L Uk 2 mm; Tekiro; HK-LO1165; pc | Q-70171-00
Q-70172-00 | Kunci L uk. 3 mm; Tekiro; HK-LO1166; pc | Q-70172-00
Q-70173-00 | Kunci L Bintang / Torx Key Uk. 20 mm; Tekiro; HK-TL1223; pc | Q-70173-00
Q-70174-00 | Kunci L Bintang / Torx Key Uk. 25 mm; Tekiro; HK-TL1224; pc | Q-70174-00
Q-70175-00 | Kunci L Bintang / Torx Key Uk. 50 mm; Tekiro; HK-TL1228; pc | Q-70175-00
Q-70176-00 | Kunci Pas No 21 & 23; Tekiro; WR-OE0086; pc | Q-70176-00
Q-70177-00 | Obeng Listrik / Electrician Screwdriver PZ 6x100mm; Krisbow; KW0100765; pc | Q-70177-00
Q-70178-00 | Tang Potong Uk. 5 Inch; SATA; CN: 05522; pc | Q-70178-00
Q-70181-00 | Obeng Listrik Presisi / Insulation Precision Screwdriver; Tekiro; SD-IP0930; 6 pc/set | Q-70181-00
Q-70184-00 | Obeng Listrik / Insulated Screwdriver Plus 2x100mm PH2; SATA; 61223; pc | Q-70184-00
Q-70201-00 | Tang Kombinasi / Linesman Pliers Uk 7 inch; Tekiro; PL-LM0758; pc | Q-70201-00
Q-70222-00 | Insulated Screwdriver LPISS7; Krisbow; 10002071; 7 pc/set | Q-70222-00
Q-70224-00 | Kunci L Mini Set; Tekiro; HK-EL1198; 7 pc/set | Q-70224-00
Q-70238-00 | Cordless Hot Gun include baterai; Bosch; GHG 18V-50; per set (Baterai 18V 4.0 Ah dan charger GAL 18V-40) | Q-70238-00
Q-70239-00 | Tang Buaya Bengkok 10 Inch (Curved Jaw); Tekiro; PL-LG0770; pc | Q-70239-00
Q-70240-00 | Tang Riveter Nut / Hand Rivet Nut Tool Set; ; ; 1 set (1 unit Nut Riveter + 110 pcs Nutsert (M3?M12)) | Q-70240-00
Q-70249-00 | Mata Kunci Impact Set 8-32mm (1/2" Dr); Ecosen; ; 20 pc/set | Q-70249-00
Q-70253-00 | Screwdriver LRSST8 / Obeng Plus dan Minus Set; Krisbow; KW0102648; 8 pc per set | Q-70253-00
Q-70254-00 | Obeng Ketok/Impact Driver Set; Tekiro; SD-IM0921; 11 pc per set | Q-70254-00
Q-70255-00 | Kunci Sock T 13 mm; Tekiro; WR-TT0237; pc | Q-70255-00
Q-90010-00 | Sendok Semen | Q-90010-00
Q-90013-00 | Apar CO2 | Q-90013-00
Q-90025-00 | SCHINDLER ELEVATOR - PCB SDIC; P/N: 591886; ; ; | Q-90025-00
Q-90026-00 | SCHINDLER ELEVATOR - Sensor PHS; Cedes, GLS 126 NT; ; ; | Q-90026-00
Q-90767-00 | Cat Weathershield Day Break;Dulux;Type 40544M Day Break;pack size per 20L pail | Q-90767-00
R-20023-00 | Machine Change Parts; ; ; | R-20023-00
R-22006-00 | Racking | R-22006-00
S-11400-00 | Majun AA, No Brand, Budhi Supplies, pack size per kg | S-11400-00
S-11816-00 | Cable Ties Nylon reusable (Colour Black) Lenght 20cm | S-11816-00
S-11976-00 | Selang Hydrant | S-11976-00
S-20055-00 | Safety Gloves; Promaster; pack size 10 pcs per box | S-20055-00
S-20105-00 | Full Facepiece Reusable Respirator; 3M; 6800 Medium; pc | S-20105-00
S-20268-00 | Face Shield Head Gear With Clear Visor; KW1000315; ; ; | S-20268-00
S-20499-00 | Filter Retainer 501 (Plastik Penutup Prefilter 5N11); 3M; 501; 10 pc/pck | S-20499-00
S-20669-00 | Multi Gas & Vapor Cartridge; 3M; 6006M; pc | S-20669-00
S-40009-00 | Battery CR 2032 Maxell | S-40009-00
S-40011-00 | Battery Lithium 3,6 V LS 14250, Shaft | S-40011-00
S-40335-00 | Lem Insuflex Insulation; ; ; | S-40335-00
S-40586-00 | Container Box; Claris; ; | S-40586-00
S-40640-00 | Cable Ties, 150 x 3.6 mm; SIGMA; CS 150T; Putih;100 pcs/pack | S-40640-00
S-40645-00 | Cable Ties, 200 x 4.8 mm; SIGMA; CS 200L; Putih;100 pcs/pack | S-40645-00
S-40760-00 | Dry Fog - Oring Spray; P/N. 43100-097 | S-40760-00
S-40851-00 | Flashdisk 4GB; Sandisk; ; | S-40851-00
S-42148-00 | Plakban Kuning Size 1" | S-42148-00
S-44000-00 | Packing & Other Charges; ; ; | S-44000-00
S-46129-00 | Plastik Wrap Roll, Size 50 x 200 cm x 17 micron | S-46129-00
S-46149-00 | Plastik PE Murni Polos 75 cmx100cmx 0.08mm; No Brand; ; pack size per kg | S-46149-00
S-46525-00 | Jolly Box ; JX-3 No. 300; Lion Star; ; | S-46525-00
S-46550-00 | Ladder with Cushion Foam 4 Step BLKYS2462P; Krisbow; 294499; | S-46550-00
S-50264-00 | Gelas Ukur 1000 ml Class A ; Brand : Iwaki ; CN : 3022-1000-N | S-50264-00
S-50953-00 | Silica Gel curah; ; ; pck | S-50953-00
S-51937-00 | Lid for Desicator, with Stopcock, dor ID 200mm; Normax; 4906324; pieces | S-51937-00
S-62005-00 | Gas Oksigen (O2) ; 6 M3; Refill; Industrial Grade; Purity ? 99.95% | S-62005-00
S-62027-00 | Gas Nitrogen (N2); 6 M3; Refill; Ultra High Purity (UHP); Purity ? 99.999% | S-62027-00
S-62027-00 | Gas Nitrogen (N2); 6 M3; Refill; Ultra High Purity (UHP); Purity ? 99.999% | S-62027-00
S-62032-00 | Gas Argon (Ar); 1.5 M3; Refill; Industrial Grade; Purity ? 99.95% | S-62032-00
S-62036-00 | Gas Argon (Ar); 6 M3; Refill; High Purity (HP); Purity ? 99.995% | S-62036-00
S-62052-00 | Gas Acetylene (C2H2), Industrial Grade, 2kg; ; ; | S-62052-00
S-62063-00 | General - Helium Gas + Cylinder 1m3; No Brand; -; pcs | S-62063-00
S-63035-00 | Cover Penutup Saklar | S-63035-00
T-10000-00 | Motherboard Lenovo IS6XM Rev1.0 | T-10000-00
T-10005-00 | Mouse; Logitech; M331 Silent Plus | T-10005-00
T-10087-00 | HDD Internal PC 500 GB | T-10087-00
T-12000-00 | HDD Internal - 4TB SATA Seagate SKYHAWK Surveilance 3.5 inch | T-12000-00
T-12025-00 | HDD Internal Notebook 500 GB Seagate | T-12025-00
T-12045-00 | Hard disk Desktop Internal Seagate 1TB SATA; Seagate; ; | T-12045-00
T-12078-00 | Belden RJ45 Connector CAT6/Kon | T-12078-00
T-12097-00 | SSD VGEN 128GB 2.5" SATA; ; ; | T-12097-00
T-12099-00 | Seagate BarraCuda Harddisk Internal PC 500GB SATA; ; ; | T-12099-00
T-12105-00 | SSD SP 256GB 2.5 Inch SATA | T-12105-00
T-12106-00 | HDD Internal 6 TB WD Purple | T-12106-00
T-12185-00 | PSU CPU - Power Supply Unit Power Up 600 Watt - Power Supply Unit Power Up 600 Watt | T-12185-00
T-12200-00 | WD BLUE SSD 500GB 3D NAND SATA SSD; ; ; | T-12200-00
T-12204-00 | Keyboard Wireless K270 Logitech; ; ; | T-12204-00
T-12225-00 | SSD 1TB WD Blue SA510 1,5 Inch; SATA; ; | T-12225-00
T-12277-00 | Seagate One Touch 5TB External Hardisk; ; ; | T-12277-00
T-12301-00 | USB HUB 4 Port 3.0.2.0 High Speed Power Adapter OTG - CHM 2.0 0,5m; Vention; ; | T-12301-00
T-12311-00 | Thermal Paste for Processor/CPU; ; ; | T-12311-00
T-12314-00 | Converter USB to RS232 UC232A; ; ; | T-12314-00
T-12348-00 | Kabel Power CPU Cord 1,5m; ; ; | T-12348-00
T-12352-00 | Adapter converter LAN to Type C with Ethernet; UGREEN; ; | T-12352-00
T-20002-00 | Jasa Perbaikan Alat Lab - Perbaikan Timbangan Lab | T-20002-00
T-20041-00 | Fitting SS; WATERS; c/n WAT025604; 5pc per pack | T-20041-00
T-20044-00 | PEEK Tough Connector GL Sciences c/n 6010-48600 5 pcs per pack | T-20044-00
T-20055-00 | PerformancePlus Check Valve Cartridge; Waters; p/n 700002399; | T-20055-00
T-20100-00 | 900 UV LAMP-SIEVERS 900 TOC part; SIEVERS 900; ; | T-20100-00
T-20105-00 | 900 Resin Bed for TOC Sievers; ; ; | T-20105-00
T-20112-00 | 900 Sample pump tubing; Sievers; P/N CATU 96200; 1 pc | T-20112-00
T-20113-00 | 900 UV lamp; Sievers; P/N CARK35010-01; 1 pc | T-20113-00
T-20118-00 | FILTER INSERT ASSY; Waters; P/N WAT088084; 1 pc | T-20118-00
T-20123-00 | Acquity PDA/TUV 2489/2998 Perf Main Kit (lampu HPLC); Waters; P/N 201000281; 1 pc | T-20123-00
T-20127-00 | High Pressure Motorized Valve Rebuild Kit Waters P/N : WAT045424 | T-20127-00
T-20129-00 | Deuterium Lamp L6380 80V; Shimadzu; c/n 062-65055-05; 1 pc | T-20129-00
T-20134-00 | Isolator Gloves Material : CSM Shape : E10 Size : 8 Thickness (mm) : 4/10 Length (mm) : 330; Piercan; E10330 Y 8 E4 4; | T-20134-00
T-20135-00 | Sleeves Thickness(mm): 3/10 Length(mm) : 500 Dia.(mm) : 293,00 Plan Reference : FP no 42-PVC 0,3 TA; Piercan; M293/90 PVCTR E3 500; | T-20135-00
T-20136-00 | 2690 SEAL PACK REBUILD PKG; Waters; c/n WAT271019; | T-20136-00
T-20137-00 | PRINTER/PCINTERFACE-TEMPERATURE-G02A01; 0202PPCT01; HSN # 90268090;; ; ; | T-20137-00
T-20138-00 | Safety Controller --5 To 70 C, 10 TO 99%RH-NONLINEAR +/-2 TO 10%RH; Item Code :0202SDAT01; ; ; | T-20138-00
T-20139-00 | Pump, Vacuum, Degasser; Waters; PN : 700001352; 1 pc | T-20139-00
T-20146-00 | Inlab Cable MultiPin-BNC/RCA 1.2m cat no 30281896; Mettler Toledo; c/n 30281896; 1 pc | T-20146-00
T-20148-00 | Replacement Filter 60 Micron; Sievers; c/n CHTF94402; 1 pc | T-20148-00
T-20177-00 | 2690/95 PERFORMANCE MAINTENANCE KIT., Waters, Part No. WAT270944 | T-20177-00
T-20201-00 | ASSY,SOLVENT FILTER., Waters, Part No. WAT025531 | T-20201-00
T-20203-00 | SEAL, FACE, SEALWASH, PKG (1) 2690, WAT271017 | T-20203-00
T-20210-00 | SEAL FACE 2690, Waters, Part No. WAT270939, PKG (4) | T-20210-00
T-20212-00 | SEAL PLUNGER 2690, Waters, Part No. WAT270938, PKG (2) | T-20212-00
T-20215-00 | ASSY PCB DEGASSER QSPI MULTI-PERS, Waters, Part No. 700002511 | T-20215-00
T-20218-00 | Plunger Seal wash 2690, Waters, Part No. WAT271018, PKG (2 ) | T-20218-00
T-20219-00 | 2690 WASH TUBE, Waters, Part No. WAT270940, PKG (4) | T-20219-00
T-20287-00 | Septum Bleed/Temp Opt. Non-Stick 11 mm Septa ; Agilent; Part No. 5183-4757; 50/pk | T-20287-00
T-20289-00 | Ferrule, 1.0 mm graphite 0.53 Col; Agilent; Part No. 5080-8773; 10/pk | T-20289-00
T-20320-00 | Inlet liner, Ultra Inert, split, low pressure drop, glass wool; Agilent; Part No. 5190-2295; 1/pk | T-20320-00
T-20348-00 | Non-Stick Liner O-Ring,; Agilent; Part No. 5188-6405; 5/pk | T-20348-00
T-20381-00 | Halogen Lamp NA55917 12V; Shimadzu; Part No. 062-65005; 1 | T-20381-00
T-20398-00 | In-Line Filter Assembly; Waters; Part No. WAT035190; 1pc | T-20398-00
T-20427-00 | Heater/sensor assembly for FID, TCD, NPD, and S/SL valves and detectors; Agilent; Part No. G1530-67950; Pcs | T-20427-00
T-20447-00 | GC inlet seal, gold plated, with washer.; Agilent; Part No. 5188-5367; 1 pc per pack | T-20447-00
T-20449-00 | Universal Ultra Inert Liner, low pressure drop, glass wool; Agilent; Part No. 5190-3165; 5 pcs per pack | T-20449-00
T-20457-00 | Piston Rod TI p/n: 51107594 Mettler Toldeo | T-20457-00
T-20473-00 | 1/16" OD SS TUBING CUTTER +3; Waters; Part No. WAT022384; 1 pc/pack | T-20473-00
T-20532-00 | Silica Gel 10GRMSX30PCS; Shimadzu; Part No. 200-53655; 10 gr per pack | T-20532-00
T-20540-00 | Kit,Housing,HPMV,Molded p/n: 700010588; Waters; ; | T-20540-00
T-20549-00 | pH electrode InLab Expert Pro; Mettler Toledo; PN : 51343101; Pcs | T-20549-00
T-20572-00 | Furnitures - Potong bondor sesuai lemari | T-20572-00
T-20591-00 | Kit, Performance PLUS seal pack rebuild; Waters; 700011783; 1 pieces / pack | T-20591-00
T-20592-00 | Sample probe, deactivated, for Agilent 7697A headspace; Agilent; G4556-63825; 1pc | T-20592-00
T-20601-00 | 2690 Carousel/Carrier Drive Waters P/N : WAT270928 Waters WAT270928 1 pcs/pack | T-20601-00
T-20646-00 | Performanceplus Vacdeg Chamber Stented p/n: 700011709 Waters700011709 | T-20646-00
T-20715-00 | SYRINGE, 250 ML. WISP. WATERS; WATERS; PN: WAT073109; PCS | T-20715-00
T-20725-00 | Performance Plus Check Valve Housing; Waters; 700002332; | T-20725-00
T-20791-00 | Heater/Cooler Engine 2690; Waters; 700001066; | T-20791-00
T-20841-00 | Lasser Assy (S) Shimadzu 206-71580-91 | T-20841-00
T-20842-00 | Dricabi TS-51-D.U.S Shimadzu 206-71946 | T-20842-00
T-20851-00 | One-piece Fitting, 10 - 32; Waters; 700004841; 10 pcs per pack; Waters; 700004841; 10 pcs/pack | T-20851-00
T-20858-00 | Kit, e2695 Performance Maintenace; Waters; 201000313; 1 | T-20858-00
T-20859-00 | FID/TCD Performance evaluat sample kit ; PN : 18710-60170; Agilent; 18710-60170; 1 pcs/pack | T-20859-00
T-20860-00 | OQ/PV headspace sample ;Agilent; PN : 5182-9733; Agilent; 5182-9733; 1 pcs/pack | T-20860-00
T-20860-00 | OQ/PV headspace sample ;Agilent; PN : 5182-9733; Agilent; 5182-9733; 1 pcs/pack | T-20860-00
T-20926-00 | Micro fuel Cell, B2C Class ; Teledyne; 1 pcs; Teledyne; ; | T-20926-00
T-20947-00 | Electroda Inlab 741 ISM; Mettler Toledo; 30014094; 1 unit | T-20947-00
T-20975-00 | ASSY, FILTER WHEEL,ACQUITY TUV;; Waters; 700005266; 1 pcs/pack | T-20975-00
T-21028-00 | Gas Clean hydrocarbon purifier; Agilent; Part No. CP17972; 1/pk | T-21028-00
T-21029-00 | Gas Clean moisture purifier; Agilent; Part No. CP17971; 1/pk | T-21029-00
T-21030-00 | Gas Clean oxygen purifier; Agilent; Part No. CP17970; 1/pk | T-21030-00
T-21034-00 | Fused Silica Tubing, Prostell, Deactivated 5M, 0.53mm, 0.67mm od; Agilent; P/n: 160-4535-5; | T-21034-00
T-21161-00 | Kalibrasi Furnace; Vulcan; Type : D-550 - Kalibrasi Furnance | T-21161-00
T-21619-00 | Biaya Transportasi / Insitu / Onsite kalibrasi; ; ; pcs | T-21619-00
T-22069-00 | H-14-HEPA-Filter Cartridge with new optimised design for B/C-Max 3, Calire-3; No Brand; -; piece | T-22069-00
T-22174-00 | AHM Board MT 50; Sotax; 3003482; unt | T-22174-00
T-22314-00 | Refill Board DSR Autosampler.; Pharma Test; 317-0133; unit | T-22314-00
T-22337-00 | Moisture Trap for Rocker 300; Rocker; 167301-64; piece | T-22337-00
T-22339-00 | Filter Cartridge Vacuum Regulator Gauge 300/400/410/430 (Moisture Trap); Rocker; -; piece | T-22339-00
T-22348-00 | Replacement Ultra Violet Lamp for Sievers Model 900/M9; HART; A-2100-UVL; pack | T-22348-00
T-22349-00 | Replacement Pump Tubing for Sievers Model 900; HART; A-2101-TUB; pack | T-22349-00
T-22350-00 | Replacement Resin Bed for Sievers Model 900; HART; A-2890-RES; pack | T-22350-00
T-22394-00 | Vision Sensor Monitor USB Memory Stick (1GB); Keyence; OP-87502; pieces | T-22394-00
T-22395-00 | Memory Card for KV Series (1GB); Keyence; KV-M4G; pc | T-22395-00
T-22505-00 | Calibration drive PCB XS; Mettler Toledo; 11106836; piece | T-22505-00
T-22513-00 | Oven Heater Shround; Agilent; G1530-61630; piece | T-22513-00
T-25027-00 | Fitting, Internal Reducer, 1/16 to 1/32 inch; Agilent; p/n: 0100-2594; | T-25027-00
T-25092-00 | TSF Battery without Activator for TrackSense Frigo35900061 | T-25092-00
T-25289-00 | IGNITER GLOW PLUG ASSEMBLY; AGILENT; 19231-60680; 1 PC PER PACK | T-25289-00
T-25372-00 | Electrode holder uPlace; Mettler Toledo; 30019823; | T-25372-00
T-25417-00 | pH Sensor InLab Surface Pro-ISM Measuring range: pH 1 11; Mettler Toledo; P/N 30249570; | T-25417-00
T-25454-00 | Filter Flag, 2998, Classic; Waters; 700003767; | T-25454-00
T-25481-00 | Seal Wash Priming Adapter; Waters; WAT270586; pieces | T-25481-00
T-25577-00 | UV LAMP FOR M500 TOC Analyzer; Sievers; TOC M500; 1 pc | T-25577-00
T-25578-00 | SAMPLE PUMP HEAD FOR M500 TOC Analyzer; Sievers; TOC M500; 1 pc | T-25578-00
T-25579-00 | RESIN BED REPLACEMENT FOR M500 TOC Analyzer; Sievers; TOC M500; 1 pc | T-25579-00
T-26629-00 | Engine, Heater/Cooler; Waters; 700002139; piece | T-26629-00
T-30000-00 | Office Equipment Maintenance | T-30000-00
T-30012-00 | Bracket Proyektor Gantung Universal 80cm; ; ; | T-30012-00
T-30015-00 | CPU Case Bracket Stand CPB5; Orico; ; | T-30015-00
T-80028-00 | Pena Hitam; Snowman V1; pc - Ballpoint Snowman V5 BIRU | T-80028-00
T-80037-00 | Batterai Size AA | T-80037-00
T-80043-00 | Battery ABC Kotak 9V | T-80043-00
T-80046-00 | Baterai AA; Alkaline; Isi 6pc/pck | T-80046-00
T-80047-00 | Baterai AAA; Alkaline; Isi 6pc/pck | T-80047-00
T-80053-00 | Binder CLIP 107 - 19 mm | T-80053-00
T-80054-00 | Binder CLIP 111 - 25 mm | T-80054-00
T-80055-00 | Binder CLIP 155 - 32 mm | T-80055-00
T-80057-00 | Binder CLIP 260 - 51 mm | T-80057-00
T-80060-00 | Box file F4 4011-01 | T-80060-00
T-80108-00 | Cellotape Kertas 2 inch warna Putih | T-80108-00
T-80109-00 | Cellotape / Lakban Kertas 1 inch warna Putih ; No Brand ; pack size per pcs | T-80109-00
T-80110-00 | Clear Holder A4 Bening | T-80110-00
T-80145-00 | Cutter Besar L-500 (18 mm); 5 pc/pck | T-80145-00
T-80149-00 | Cutter Kenko L-150 (besar) - refill | T-80149-00
T-80159-00 | Divider Bulan Jan - Dec | T-80159-00
T-80168-00 | Double Tape 1/2 inch | T-80168-00
T-80169-00 | Double Tape 1 inch | T-80169-00
T-80184-00 | Gunting Besar (8,5 Inch); pc | T-80184-00
T-80198-00 | Isi Stapler Besar NO 3 + 24/6 | T-80198-00
T-80199-00 | Isi Stapler Kecil NO 10 | T-80199-00
T-80242-00 | Label Stiker Tom & Jerry No. 103 | T-80242-00
T-80337-00 | Paper Clips Trigonal No. 1 | T-80337-00
T-80344-00 | Penggaris Besi 30cm | T-80344-00
T-80372-00 | Plakban Kertas 1" | T-80372-00
T-80373-00 | Plakband Bening 2 inch | T-80373-00
T-80376-00 | Plakband Hitam 2 inch | T-80376-00
T-80386-00 | Post-It 3M Sign Here | T-80386-00
T-80387-00 | Post-It 3M Yellow 653 | T-80387-00
T-80391-00 | Post-It Kecil PRONTO warna warni | T-80391-00
T-80394-00 | PVC Pocket BANTEX 2040/A4 - Clear | T-80394-00
T-80429-00 | Spidol Permanent Biru | T-80429-00
T-80458-00 | Stapler MAX HD - 50/50R | T-80458-00
T-80635-00 | Kertas HVS Putih A4 70 gram; | T-80635-00
T-80635-00 | Kertas HVS Putih A4 70 gram; | T-80635-00
T-80681-00 | Battery Kancing Energizer CR2032 3V Lithium; ; ; | T-80681-00
T-80686-00 | Spidol OHP uk. Fine (satuan) - OPF Biru; Snowman; ; Pcs | T-80686-00
T-80708-00 | Tinta HP 955 Black; HP; N9H85A; | T-80708-00
T-80709-00 | Tinta HP 955 Cyan; HP; H9H73A; | T-80709-00
T-80710-00 | Tinta HP 955 Magenta; HP; N9H77A; | T-80710-00
T-80711-00 | Tinta HP 955 Yellow; HP; N9H81A; | T-80711-00
T-80731-00 | Laminating Film JOYKO A4 220 X 308 MM 100 micron (100 sheets per pack); JOYKO; LF100-2231; 100 sheets per pack | T-80731-00
T-80732-00 | Plakban Lantai Merk 3M, ukuran 2 in x 36 yd, tebal 0.14 mm, Warna Kuning; 3M; ; | T-80732-00
T-80794-00 | Snowman Permanent Paint Marker CP-12 Warna Hitam - Merah | T-80794-00
T-80965-00 | Epson Tinta 003 black for Epson L3110; Epson; ; pc | T-80965-00
T-81109-00 | Epson Tinta 003 Blue for Epson; Epson; ; pieces | T-81109-00
T-81111-00 | Epson Tinta 003 Magenta for Epson L3110; Epson; ; | T-81111-00
T-81150-00 | Joyko Permanent Marker dual TIP PM 32 Warna Biru - Merah | T-81150-00