## Re Order
No | Timestamp | Nomor Registrasi | Purpose | No Ejo | Mesin/Area | Deskripsi Item | Qty | UoM | Note | Item Code | Status Approval SPV | Kategori | Status Urgent | Status BQ
1 | 2025-03-07 15:19 | ROSRO0001 | EJO | EJO/2023/02/60 | refigerator GEA | Cable Temperature Sensor Silicone 1,5m PT1000 QAP2012.150 | 4 | pcs | - | O-53032-00 | Approve | Normal | Non Urgent | Deliver
2 | 2025-03-18 22:44 | ROSRO0002 | Consumable | - | autoclave preparasi dan decontam | Fedegari FVA2/A1 - O-RING 15.47x3.53 ; Code : CC150170; ; ; | 20 | pcs | oring gasket sensor water level autclave | O-15918-00 | Approve | Normal | Non Urgent | Deliver
3 | 2025-04-14 16:05 | ROSRO0003 | EJO | EJO/2025/04/57 | HPLC 1 | Heater/Cooler Engine 2690; Waters; 700001066; | 1 | Set | Sample Cooler buat HPLC 1 | T-20791-00 | Approve | Normal | Non Urgent | Deliver
4 | 2025-05-10 11:36 | ROSRO0004 | Consumable | - | isolator Mixing | LAMPU SL 24 W / 220-240 V / SPIRAL, PHILIPS | 10 | set | - | O-54004-00 | Approve | Normal | Non Urgent | Deliver
5 | 2025-05-14 09:30 | ROSRO0005 | Consumable | - | Washing | Black arm system for Rotating pincer pneumatic cylinder SINAR MUTIARA CAKRABUANA, PT C/N : 33661 pc | 5 | set | - | O-14616-00 | Reject | Normal | Non Urgent | -
6 | 2025-05-14 09:31 | ROSRO0006 | Consumable | - | Washing | General - Pneumatic pincher silicone cover sleeve c/n 15927; SMC; MHZJ2-J20S; 1 Pc | 20 | pcs | - | O-14618-00 | Approve | Normal | Non Urgent | Deliver
7 | 2025-06-02 14:11 | ROSRO0007 | Consumable | - | Sensor DO mixning | General - Opto CapBT02T Operating Range 8 ppb - 60% O2 Sat P/N 30018857, Measured Pressure Resistance : 0-6 bar; Mettler Toledo; 30018857; 1 Pc | 1 | pcs | stok Sparepart | O-50827-00 | Approve | Normal | Non Urgent | Deliver
8 | 2025-06-11 15:14 | ROSRO0008 | Consumable | - | Las Asetilin | General - Kawat Las Tembaga Dia = 3,2 X 450 mm; Harris; -; 1 Pc | 50 | pcs | stok sparepart | P-10958-00 | Approve | Normal | Non Urgent | Deliver
9 | 2025-07-03 15:21 | ROSRO0009 | Consumable | - | tunnel | Tunnel ST1L - Potentiometer Model 10K 3turns P/n: 3757; ; ; | 5 | pcs | stok sparepart | O-16943-00 | Approve | Normal | Non Urgent | Deliver
10 | 2025-07-08 13:44 | ROSRO0010 | Consumable | - | Capping | Bearing 6000 2RS H SKF | 30 | pcs | Stok Sparepart Bearing base plate | P-10564-00 | Approve | Normal | Non Urgent | Deliver
11 | 2025-09-23 09:59 | ROSRO0011 | Consumable | - | Filling | Oring Silicone Merah 18.4x13x2.7 mm; ; ; | 20 | Pcs | Oring Filling pump stroke sudah ada yang putus | O-18870-00 | Approve | Normal | Non Urgent | Deliver
12 | 2025-10-16 21:45 | ROSRO0012 | Consumable | - | autoclave fedegari | Autoclave Fedegari FVA2/A1 NB2963AT - KIT Ricambi Valv. DN10 ON-OFF FEDEGARI ASIA PTE LTD P/N : KS000025 pc | 10 | pcs | - | O-16732-00 | Approve | Normal | Non Urgent | Deliver
13 | 2025-11-12 16:01 | ROSRO0013 | Consumable | - | Autoclave Service fedegari | Autoclave Fedegari FOF / 6 AC - P/N. KK000304-KIT RICAMBI VALV.DN16 ON-OFF | 5 | pcs | - | O-50697-00 | Approve | Normal | Non Urgent | Deliver
14 | 2025-11-14 19:31 | ROSRO0014 | Consumable | - | Isolator Dispensing Solid | General - Isolator Glove CSM Port size 10 Inch (AS : 97800 Y 8.5 E4 5); Austar; AU10Y1532/9AWN; 1 Pc | 20 | pcs | buat spare gloove isolator dispensing Solid | O-20489-00 | Approve | Normal | Non Urgent | Deliver
15 | 2025-11-28 15:12 | ROSRO0015 | Consumable | - | FD | General - Seal Ferrule Teflon 1 1/2inch; No Brand; -; 1 pcs | 20 | pcs | - | P-11404-00 | Approve | Normal | Non Urgent | Deliver
16 | 2025-11-28 15:12 | ROSRO0016 | Consumable | - | FD | General - Seal Ferrule Teflon 3/4inch; No Brand; -; 1 pcs | 20 | pcs | - | P-14980-00 | Approve | Normal | Non Urgent | Deliver
17 | 2025-11-28 15:12 | ROSRO0017 | Consumable | - | FD | General - Seal Ferrule Teflon 1 1/2inch; No Brand; -; 1 pcs | 20 | pcs | - | P-11404-00 | Approve | Normal | Non Urgent | Deliver
18 | 2026-01-22 13:56 | ROSRO0018 | MIn Stok | - | Washing | General - Air Gripper; SMC; MHZJ2 20DS X43 X81B; 1 Pc | 5 | set | - | O-20913-00 | Approve | Normal | Non Urgent | Deliver
19 | 2026-01-23 17:00 | ROSRO0019 | MIn Stok | - | Autoclave | Autoclave Fedegari FOF / 6 AC - Transition Joint RTD Sensor RTJ201 (SG-060503) PT100 4W Duplex; Radix; RTJ201-1-C-D-3-0-NA-XNA-05-00070-10-Si-PN-XXX; 1 Pc | 5 | set | - | O-53568-00 | Approve | Normal | Non Urgent | Deliver
20 | 2026-01-23 17:00 | ROSRO0020 | Consumable | - | AHU OSD | Container Box; Claris; ; | 2 | set | - | S-40586-00 | Reject | Normal | Non Urgent | -
21 | 2026-02-03 17:12 | ROSRO0021 | Consumable | - | autoclave preparasi dan decontam | Autoclave Fedegari FOF / 6 AC - O-RING21.82x3.53 ; p/n CC150010; ; ; | 20 | pcs | oring buat clamp F2 | O-17399-00 | Approve | Normal | Non Urgent | Deliver
22 | 2026-02-16 14:19 | ROSRO0022 | MIn Stok | - | Dsipensing Steril | BEARING R-4HH BRAND EZO | 20 | Pcs | Bearing buat kuncian alpaport | O-15563-00 | Approve | Normal | Non Urgent | PO Open
23 | 2026-02-16 14:33 | ROSRO0023 | MIn Stok | - | WIHC | General - Terminal Block, 6 mm; Fort; -; 1 pcs | 50 | pcs | - | O-54137-00 | Approve | Normal | Non Urgent | Deliver
24 | 2026-02-16 14:34 | ROSRO0024 | MIn Stok | - | - | General - Terminal Viking Grounding 4mm; Legrand; -; 1 pc | 50 | pcs | - | P-20369-00 | Approve | Normal | Non Urgent | Deliver
25 | 2026-03-02 15:10 | ROSRO0025 | MIn Stok | - | - | General - Exhaust Fan 4414M; EBMPast; -; 1 pc | 4 | pcs | re stok | P-54348-00 | Approve | Normal | Non Urgent | Deliver
26 | 2026-03-05 14:23 | ROSRO0026 | MIn Stok | EJO/2026/03/84 | EF BSC 1 | General - Exhaust Fan;Ebm-Papst;R3G190-RC05-03; | 2 | pcs | untuk pergantian EF BSC 1 mati | O-53215-00 | Approve | Normal | Non Urgent | Deliver
27 | 2026-04-21 04:22 | ROSRO0027 | Consumable | - | Autoclave | Autoclave Fedegari FVA2/A1 NB2963AT - KIT Ricambi Valv. DN10 ON-OFF FEDEGARI ASIA PTE LTD P/N : KS000025 pc | 10 | pcs | - | O-16732-00 | Approve | Normal | Non Urgent | PO Open
28 | 2026-04-21 04:22 | ROSRO0028 | Consumable | - | Autoclave | Autoclave Fedegari FOF / 6 AC - Kit DN22 Valve Mod; p/n: KK000310; ; ; | 10 | pcs | - | O-17376-00 | Approve | Normal | Non Urgent | PO Open
29 | 2026-04-21 04:22 | ROSRO0029 | Consumable | - | Autoclave | Autoclave Fedegari FOF / 6 AC - P/N. KK000304-KIT RICAMBI VALV.DN16 ON-OFF | 10 | pcs | - | O-50697-00 | Approve | Normal | Non Urgent | PO Open
30 | 2026-04-21 04:22 | ROSRO0030 | Consumable | - | Autoclave | Autoclave Fedegari FVA2/A1 NB2963AT - KIT Ricambi Valv. DN10 ON-OFF FEDEGARI ASIA PTE LTD P/N : KK000301 pc | 10 | pcs | - | O-16731-00 | Approve | Normal | Non Urgent | PO Open
31 | 2026-05-08 06:15 | ROSRO0031 | MIn Stok | - | Autoclave | Autoclave Fedegari FVA2/A1 NB2963AT - Level Transmitter code 15218 2m p/n: CD050024; ; ; | 4 | pcs | - | O-52210-00 | Approve | Normal | Non Urgent | Proses PR
32 | 2026-06-05 15:18 | ROSRO0032 | MIn Stok | - | Mixing | General - Opto CapBT02T Operating Range 8 ppb - 60% O2 Sat P/N 30018857, Measured Pressure Resistance : 0-6 bar; Mettler Toledo; 30018857; 1 Pc | 2 | set | - | O-50827-00 | Waiting | Waiting | Non Urgent | -
33 | 2026-06-15 08:43 | ROSRO0033 | Consumable | - | Autoclave Terminal | PROXIMITY SENSOR, DATALOGIC M8 FLUSH 2X PNP NC IS-08-G2-S1 | 4 | set | Buat Autoclave Terminal | O-51721-00 | Approve | Normal | Non Urgent | Approval PR
34 | 2026-07-01 22:34 | ROSRO0034 | MIn Stok | - | Autoclave Lab micro | Autoclave - Oring 70 x 59 x 5.5 mm Viton Custom/Lokal - | 5 | pcs | Buat Heater autoclave lab mikro | O-20294-00 | Approve | Normal | Non Urgent | PR Open
35 | 2026-07-13 03:54 | ROSRO0035 | EJO | EJO/2026/06/114 | Washing | Strainer Machine - Strainer Crabs CR4 Capping 18X20 mm Custom/Lokal | 1 | pcs | drain washing | O-20292-00 | Approve | Normal | Non Urgent | Approval PR
36 | 2026-07-18 06:45 | ROSRO0036 | MIn Stok | - | crabs | cRABS Z064CR - Glove Port Pom White Uk: 227x310x15.25mm; Custom/Lokal; -; 1 Pc | 2 | pcs | 1 buat Spare 1 buat pergantian di CR4 capping | O-20918-00 | Approve | Normal | Non Urgent | Approval PR
37 | 2026-07-22 15:23 | ROSRO0037 | EJO | EJO Menyusul | CC1000 retained | CC600L Machine - Coil Evaporator Uk. 40 cm x 15 x 15, Material Tembaga; Custom/Lokal; -; 1 Unit | 1 | pcs | buat CC 1000 Retained | O-19911-00 | Approve | Normal | Non Urgent | Approval PR
38 | 2026-08-28 20:16 | ROSRO0038 | Consumable | - | Filling | Filling VFM100 - Oring Silicone ID 6,96mm OD 10,34 Tebal 1,69mm; Custom/Lokal; -; 1 Pc | 20 | Pcs | Head stoper filling | O-21703-00 | Approve | Normal | Non Urgent | PR Open

## Baru
No | Timestamp | Nomor Registrasi | Purpose | No Ejo | Mesin/Area | Deskripsi Item | Spesifikasi (Termasuk tipe) | Merk | Qty | UoM | Referensi/Penawaran | Note | Status Approval SPV | Kategori | Status Urgent | Status BQ
1 | 2025-01-20 14:12 | ROSBR0001 | Consumable | NA | Capsuling, Tableting, dan Coating | Buckhel ( Kuncian Spanset) | Buckle CB5 Galvanized Steel Buckle strapping Cordstrap 16MM Hook Tali | General | 200 | pcs | https://www.tokopedia.com/pt-longtime/buckle-cb5-galvanized-steel-buckle-strapping-cordstrap-16mm-hook-tali | - | Reject | Normal | Non Urgent | -
2 | 2025-01-20 14:31 | ROSBR0002 | Consumable | NA | Capsuling, Tableting, dan Coating | Tali Webbing | Tali Webbing ratchet tie down Roll ketebalan 4mm,pjang 50 m | General | 8 | Roll | https://www.tokopedia.com/afnteknik/tali-webbing-ratchet-tie-down-roll-ketebalan-4mm-pjang-50-m | - | Reject | Normal | Non Urgent | -
3 | 2025-01-22 14:19 | ROSBR0003 | Consumable | NA | Capsuling, Tableting, dan Coating | Buckhel ( Kuncian Spanset) | Buckle CB5 Galvanized Steel Buckle strapping Cordstrap 16MM Hook Tali | General | 312 | pcs | https://www.tokopedia.com/pt-longtime/buckle-cb5-galvanized-steel-buckle-strapping-cordstrap-16mm-hook-tali | https://drive.google.com/file/d/1eBvaxc7AjHsaoSnzSdwhswU5OueVqOuq/view?usp=drive_link | Approve | Normal | Non Urgent | Deliver
4 | 2025-01-22 14:30 | ROSBR0004 | Consumable | NA | Capsuling, Tableting, dan Coating | Tali Webbing (Spanset) | Tali Webbing ratchet tie down Roll ketebalan 4mm,pjang 50 m | General | 13 | Roll | https://www.tokopedia.com/afnteknik/tali-webbing-ratchet-tie-down-roll-ketebalan-4mm-pjang-50-m | https://drive.google.com/file/d/1hC4f0O07MBcnaiwecavt9yDoV67_K-GE/view?usp=drive_link | Approve | Normal | Non Urgent | Deliver
5 | 2025-01-28 12:11 | ROSBR0005 | EJO | EJO/2025/01/26 | Mixing | Cover Tray Pelindung Tubing | Tray Kabel 30x 50x 1000 mm Pengelasan Plate Mat'l SUS 304 | General | 2 | Pcs | https://drive.google.com/file/d/1TkNDjWAzuCMnA1K4CWfEoTBYgDHKjKe1/view?usp=drive_link | https://drive.google.com/file/d/1cpyV30xyHQ171i0SzClFf3CzmunZOKQL/view?usp=drive_link | Approve | Normal | Non Urgent | Deliver
6 | 2025-01-31 10:09 | ROSBR0006 | EJO | 2025/01/151 | Vial Washing | Spray Gun CA | DG-10 Kompresor Udara Gun 1/4 "Air Duster Spray Gun - Tanpa Bubble | General | 2 | Pcs | https://www.tokopedia.com/peonyglodok/dg-10-kompresor-udara-gun-1-4-air-duster-spray-gun-tanpa-bubble | - | Approve | Normal | Non Urgent | Deliver
7 | 2025-02-15 14:59 | ROSBR0007 | EJO | EJO/2025/02/79 | Vial Washing | Mur U-Nuts | Single Item : UNUTSZ Pkg : PACK-UNUTS Body Material: SU304 or Equivalent Friction Ring Material : SUS301 Screw Precision: JIS6H Part Number type: M4 Pitch: 0.7 S (Refrence Dim.): 7 H (Refrence Dim.) : 3.8 m : 3 (e): 8.1 | Misumi | 100 | Pac | https://id.misumi-ec.com/vona2/detail/221005674670/?KWSearch=Mur+U-Nuts+&searchFlow=results2products&list=PageSearchResult | REJECT BY MFH KARENA TIPE YANG SAMA DARI MISUMI TIDAK BISA SUPPLY DAN BELUM ADA KONFIRM BALIK DARI USER | Reject | Urgent | Non Urgent | -
8 | 2025-02-20 15:33 | ROSBR0008 | EJO | EJO/2025/02/115 | mixing Mv 60L | O-Ring | o-Ring viton material viton ukuran ID : 64mm OD : 69 mm tebal : 2,5mm | General | 10 | pcs | - | - | Approve | Normal | Non Urgent | Deliver
9 | 2025-03-07 14:34 | ROSBR0009 | EJO | EJO/2025/02/145 | isolator Dispensing (steril) | Roda Tangki Limbah dispensing (steril) | Roda Tangki Material roda : Polyurethane Diameter : 50mm (2inch) Tebal : 25mm | General | 4 | pcs | https://drive.google.com/drive/folders/1-2wcowGdh5idQxL6Dnn-oo4kRt3i0jx_?usp=drive_link | belikan Rodanya Saja | Approve | Normal | Non Urgent | Deliver
10 | 2025-03-07 14:52 | ROSBR0010 | EJO | EJO/2025/03/64 | Washbay | Roda Tangki limbah washbay | Roda Tangki Material Roda ; Polyurethane Diameter Roda : 75mm (2inch) Tebal : 32mm ukuran plat panjang : 97mm lebar : 70mm diameter lubang baut : 7.4mm | General | 1 | set | https://www.tokopedia.com/tokoberkatanugerah/roda-trolley-pu-merah-3-inch-1set-2rem-2mati-1730818546328438075?extParam=ivf%3Dfalse%26keyword%3Droda+troli+pu+merah+3+inch+1set+%282rem%2B2mati%29%26search_id%3D20250307080831C73A1F58F088462C0NQZ%26src%3Dsearch | Belikan roda 1 set 2 rem dan 2 mati | Reject | Normal | Non Urgent | -
11 | 2025-03-09 13:37 | ROSBR0011 | EJO | EJO/2025/03/38 | Tunnel | Insulflex Insulasi Pipa | belikan Insulflex ukuran : 1 1/8inch x 3/8 inch kebutuhan panjang : 10 meter | Insulflex | 10 | meter | https://www.tokopedia.com/aksesoris-hvac/insulflex-insulasi-pipa-1-1-8-x-3-8-inch-panjang-1-82-m-tube-class-1?aff_unique_id=&channel=others&chain_key= | https://drive.google.com/drive/folders/1-A3PSFPOtNNj8ILj7DjSRukPtAKqxZlz?usp=drive_link | Approve | Normal | Non Urgent | Deliver
12 | 2025-03-09 17:36 | ROSBR0012 | EJO | EJO/2025/03/38 | Tunnel | Lem Perekat Superlon | Lem superlon 1 kaleng | superlon | 1 | kaleng | https://www.tokopedia.com/psrtrades/lem-perekat-superlon-adhesive-insulation-insulasi-pembungkus-pipa-glue?extParam=ivf%3Dfalse%26keyword%3Dlem+superlon%26search_id%3D20250309103729E7F72256397B2D24705W%26src%3Dsearch | https://drive.google.com/file/d/18AS5uxV3U9XXOPn0spB9aLZ9qDY121mm/view?usp=drive_link | Approve | Normal | Non Urgent | Deliver
13 | 2025-03-12 14:36 | ROSBR0013 | EJO | EJO2025/03/91 | Humidity Chamber | Drain Pan | - Machining Plate Mat'l SUS 304 - Proses Laser Cutting - Profil Bending Tekuk - Assembly Welding - finishing | General | 1 | unit | https://drive.google.com/file/d/1yxd-1i6_2rne2iILRP3vPMVsFFYUDvQl/view?usp=drive_link | https://drive.google.com/file/d/1zvX3aaY0EYyftKdYeb0Wp3oypc_jlGGH/view?usp=drive_link | Approve | Normal | Non Urgent | Deliver
14 | 2025-04-14 16:05 | ROSBR0014 | EJO | EJO2025/01/159 | Dispensing OSD | Tutup Lubang Transfer Isolator OSD Uk Ø110x 45 mm | -Uk Ø110x 45 mm -Machining As Mat'l Teflon -proses bubut -profil tutup -handle -Finising | General | 1 | unit | https://drive.google.com/file/d/172a7DJgYoSW-72fqeCHtdOcBDU0paDra/view?usp=drive_link | https://drive.google.com/file/d/1zX71gXWLC2qaHB-gE-N3bKzJQi3egWDw/view?usp=drive_link | Approve | Normal | Non Urgent | Deliver
15 | 2025-04-16 16:46 | ROSBR0015 | Consumable | NA | Coating | Oli Gear Box mesin Coating | Oli Gear box staroil type : 320 | Bachem | 1 | drum | NA | https://drive.google.com/file/d/1pyoXgrmIyQzxMU7kl8iv74J_bwXThuF5/view?usp=drive_link | Approve | Normal | Non Urgent | Deliver
16 | 2025-04-21 09:52 | ROSBR0016 | EJO | EJO/2025/04/77 | WIHC | Drain Pan WIHC | - Machining Plate Mat'l SUS 304 - Proses Laser Cutting - Profil Bending Tekuk - Assembly Welding - finishing | General | 2 | unit | https://drive.google.com/file/d/1QSZ3V00IWsdOeba0ypcmV6z7L1vX0D6R/view?usp=drive_link | https://drive.google.com/file/d/1QSZ3V00IWsdOeba0ypcmV6z7L1vX0D6R/view?usp=drive_link | Approve | Normal | Non Urgent | Deliver
17 | 2025-05-06 16:36 | ROSBR0017 | EJO | EJO/2025/05/61 | EDM | Exhaust Fan EDM | Ebmpast type 4414M 24v-DC 225mA 5,4W 18-24Dc Ukuran P 12cm L 12cm T 3,8cm | Ebmpast | 1 | unit | - | https://drive.google.com/drive/folders/1LjcBip1EcXqyARhwgKyaLyPiPVevLoEt?usp=drive_link | Approve | Normal | Non Urgent | Deliver
18 | 2025-05-23 16:56 | ROSBR0018 | Consumable | NA | Sartocheck | Fuse Kaca | fuse kaca 1.5A 250V kecil 5x20mm | General | 20 | Pcs | https://www.tokopedia.com/snapshot_product?dtl_id=4553598138&order_id=2113893208 | - | Approve | Normal | Non Urgent | Deliver
19 | 2025-05-23 21:14 | ROSBR0019 | Consumable | NA | Dustcollector Coating | Cover filter masker 3M | Filter Cover Masker / 5N11 Filter Cover 3M 501 | 3M | 10 | pcs | https://www.tokopedia.com/verticalstore/filter-cover-masker-5n11-filter-cover-3m-501?extParam=ivf%3Dfalse%26keyword%3Dfilter+cover+masker+%2F+5n11+filter+cover+3m+501%26search_id%3D20250523141235D198A66FA6C3F7184N2Y%26src%3Dsearch&t_id=1748009589076&t_st=1&t_pp=search_result&t_efo=search_pure_goods_card&t_ef=goods_search&t_sm=&t_spt=search_result | cover prefilter pada Masker 3M 6800 | Approve | Normal | Non Urgent | Deliver
20 | 2025-05-23 21:22 | ROSBR0020 | Consumable | NA | Duscollector Coating | Prefilter 5N11 N95 | 3M partikel filter 5N11 | 3M | 2 | Box | https://www.tokopedia.com/anandito1207/3m-partikel-filter-5n11?extParam=ivf%3Dfalse%26keyword%3Dfilter+5n11+3m%26search_id%3D20250523141807D3AA820E99B7C7102QRC%26src%3Dsearch&t_id=1748009589076&t_st=2&t_pp=search_result&t_efo=search_pure_goods_card&t_ef=goods_search&t_sm=&t_spt=search_result | Prefilter 5N11 merk 3M | Approve | Normal | Non Urgent | Deliver
21 | 2025-05-23 21:29 | ROSBR0021 | Consumable | NA | Duscollector Coating | 3M 6006 Catridge | 3M 6006 Multi Acid Gas Organic Vapor Cartridge | 3M | 6 | set | https://www.tokopedia.com/3m/3m-6006-multi-acid-gas-organic-vapor-cartridge-1-bag-isi-2-pcs-1731256986403374100?extParam=ivf%3Dfalse%26keyword%3D3m+6006%26search_id%3D2025052314224576F53CB73EA595211H8E%26src%3Dsearch | - | Approve | Normal | Non Urgent | Deliver
22 | 2025-05-23 21:39 | ROSBR0022 | Consumable | NA | Duscollector Coating | Masker 3M Full Facepiece | Reusable Masker Respirator 6800 size M | 3M | 2 | set | https://www.tokopedia.com/h2k/masker-3m-full-facepiece-reusable-masker-respirator-6800-6800-m?extParam=ivf%3Dfalse%26keyword%3Dmasker+3m+6800+full+respirator%26search_id%3D202505231435147BF68B8DB2D5560D62H0%26src%3Dsearch | - | Approve | Normal | Non Urgent | Deliver
23 | 2025-06-13 02:07 | ROSBR0023 | EJO | EJO/2025/05/09 | Capping | Kunci rak lemari Capping | Ukuran Panjang : 110mm lebar : 35mm material Stainlees | Universal | 1 | Set | https://id.shp.ee/GekNx87 | handle lemari rak capping | Approve | Normal | Non Urgent | Deliver
24 | 2025-06-13 02:07 | ROSBR0024 | EJO | EJO/2025/05/09 | Capping | jepit udang buat Pintu lemari capping | Ukuran panjang : 28mm lebar : 23mm material stainless | Universal | 1 | set | https://id.shp.ee/R5ihhSf | Jepit udang lemari rak capping | Reject | Normal | Non Urgent | -
25 | 2025-06-13 02:07 | ROSBR0025 | Consumable | NA | Capping | Lock Nut Capping Uk M10x 0.75 x 15 | -Lock Nut Capping Uk M10x 0.75 x 15 -Proses Bubut -Profil Ulir M10x 0.75 -Insert Nylon Stopper | General | 5 | pcs | https://drive.google.com/drive/folders/1e1hU1KNZhTLjnhqKwXRs5lc5JJguLcXg?usp=sharing | lock nut buat capping | Approve | Normal | Non Urgent | Deliver
26 | 2025-06-13 02:07 | ROSBR0026 | EJO | EJO 2025/05/156 | Dispensing OSD | Trolley Polybottle 50lt uk 375x375x320 | Specifikasi : Machining Plate Mat'l SUS 304 Proses Laser Cutting Pembutan Rangka Trolley Assembly welding Finishing | Agru | 1 | Set | https://drive.google.com/drive/folders/19RVTrpAUNAzyPR3c8XRT10d2UrCYXa12?usp=drive_link | Trolley poly bootle 50L | Reject | Normal | Non Urgent | -
27 | 2025-07-29 16:02 | ROSBR0027 | EJO | EJO/2025/07/56 | Cartoning | Stabillus Lift-O-Mat 350N | Spesifikasi 350N Panjang B 245mm panjang Stroke A 80mm diameter Lubang 8,1mm | Stabilus | 2 | Pcs | https://drive.google.com/file/d/17L-6_bGUNd9ixK3VuVqmxtZA2TKaqWaJ/view?usp=drive_link | Cylinder Pintu Cartoning (REJECT BY MFH, TIDAK ADA YANG BISA SUPPLY, TOLONG CARI P/N DI MESINNYA) | Reject | Normal | Non Urgent | -
28 | 2025-08-06 10:37 | ROSBR0028 | Consumable | NA | Preparasi Autoclave Lab mikro | Oring Dop pintu preparasi autoclave lab Mikro | Material EPDM OD 28,20mm ID 20,80mm Tebal 3,7mm | Lokal | 10 | Pcs | - | Oring dop pintu autoclave Preparasi lab mikro | Approve | Normal | Non Urgent | Deliver
29 | 2025-08-06 10:55 | ROSBR0029 | Consumable | NA | Preparasi Autoclave Lab Mikro | Oring Dop pintu preparasi autoclave lab Mikro | Material EPDM OD 76,80mm ID 69,70mm Tebal 3.50mm | lokal | 5 | pcs | - | Oring dop pintu autoclave Preparasi lab mikro | Approve | Normal | Non Urgent | Deliver
30 | 2025-08-06 11:17 | ROSBR0030 | Consumable | NA | Compressor FD | Baut terminal kompressor | Baut Hexagonal M10 Material Tembaga Pitch 1.5mm Diameter nominal : 10mm Panjang baut 20mm panjang total : 26.80mm ukuran kepala : 17mm tinggi kepala : 6.4mm | Lokal | 20 | pcs | - | Baut Hexagonal buat teriminal kompressor FD | Approve | Normal | Non Urgent | Deliver
31 | 2025-08-13 05:41 | ROSBR0031 | EJO | EJO/2025/08/114 | Panel Coating | Cooling fan | Cooling fan Merk KAKU type KA1725HA2 220-240vac 50/60Hz 0.20-0.17A dimensi 170x50mm | KAKU | 1 | Set | https://shopee.co.id/Kaku-Ka1725Ha2-Fan-Kaku-Ka1725Ha2-Ball-Bearing-i.1524555400.41606998175?xptdk=04553a51-d4c6-4fed-94f6-5a1dd37959c2 | Cooling fan buat panel mesin coating | Approve | Normal | Non Urgent | Deliver
32 | 2025-08-14 04:32 | ROSBR0032 | EJO | EJO/2025/08/152 | Capping | Poisition indikator | name ; Position Indikator type DSNR material shaft : stainless steel Diameter shaft : 14F7 material backboard : Nylon Housing material ; ABS Yellow Sleeve Material: SUS304 | Misumi | 1 | set | https://drive.google.com/drive/folders/1AM6C0hzUr-5v39s7s6tXSZAMPk5WCFlV?usp=drive_link | Minta tolong beliin Position indikator sesuai dari merk misumi | Approve | Urgent | Approve | Deliver
33 | 2025-08-16 06:51 | ROSBR0033 | EJO | EJO/2025/07/164 EJO/2025/07/64 | Filling | Handle Manual Valve Model Hexagon | Handle Manual Valve Model Hexagon Uk Ø60 x 27 Specifikasi : Machining As Mat'l SUS 304 Proses Bubut Profil Wire Cutt Gear/hexagon Finishing | Lokal | 3 | unit | https://drive.google.com/file/d/1dW-1SnqQJWlXxzlM-twf9s_ijZTf0fyF/view?usp=drive_link | https://drive.google.com/file/d/1gDWiYeVgEuCSSTJux9GWeBxK1nGptHA-/view?usp=drive_link 2pcs untuk penggantian 1pcs untuk spare | Approve | Normal | Non Urgent | Deliver
34 | 2025-08-18 13:15 | ROSBR0034 | Consumable | NA | Base Plate Capping | Baut L hexagon Socket head Cap screws | Baut L hexagon Socket head Cap screws Type : SUSLB Material : Stainless Steel MxP : 5 x 0.8 A : 8.5 E : 5 B : 4 MxL : 5 x 50 | Misumi | 50 | pac/pcs | https://id.misumi-ec.com/vona2/detail/110300240310/?PNSearch=SUSLB&HissuCode=SUSLB&searchFlow=suggest2products&Keyword=SUSLB&list=SuggestPreview | Tolong carrin yang panjang total baut 55mm atau panjang L nya 50mm buat baut base plate (REJECT BY MFH KARENA MISUMI TIDAK BISA SUPPLY) | Reject | Normal | Non Urgent | -
35 | 2025-08-22 11:28 | ROSBR0035 | Consumable | NA | Capping | Oil Seal Head Caps | ID 20mm OD 28mm Tebal 4mm Kode G 20 28 4 05-4 | lokal | 40 | pcs | https://drive.google.com/drive/folders/1Xyv1oliWyWvM7tP4_7-zA1iuobzNFzN3?usp=drive_link | Oil Seal Head Caps Capping | Approve | Normal | Non Urgent | Deliver
36 | 2025-08-28 10:34 | ROSBR0036 | Consumable | NA | Washing | Compact Cylinder | ADN-20-25-I-P-A Part number: 536246 | festo | 1 | pcs | https://drive.google.com/file/d/1Yhsabet0ghaUCiI33hbC0r7VpcqGudv3/view?usp=drive_link | Minta tolong beliin Compact cylinder untuk infeed washing | Approve | Normal | Non Urgent | Deliver
37 | 2025-08-28 10:41 | ROSBR0037 | Consumable | NA | Washing | Speed Control | One-way flow control valve GRLA-M5-QS-4-RS-D Part number: 197577 Meter out | Festo | 6 | pcs | https://drive.google.com/file/d/1Yhsabet0ghaUCiI33hbC0r7VpcqGudv3/view?usp=drive_link | Minta tolong beliin speed control sesuai spesifikasi tersebut sudah meter out | Approve | Normal | Non Urgent | Deliver
38 | 2025-09-23 09:29 | ROSBR0038 | Consumable | NA | Engineering | Adapter Converter USB to LAN RJ45 | Merk : Ugreen Adapter converter USB to LAN RJ45 Type : 50922 | Ugreen | 4 | pcs | https://shopee.co.id/UGREEN-Lan-Adapter-Gigabit-USB-A-Type-C-To-RJ45-Fast-Ethernet-Network-1000Mbps-2500Mbps-i.293199663.23533022629 | https://drive.google.com/file/d/1C44KJhdkzl9cWfizQL1QdmCFFtU57bEm/view?usp=drive_link | Approve | Normal | Non Urgent | Deliver
39 | 2025-09-26 09:06 | ROSBR0039 | EJO | EJO/2025/09/147 | Gloove tester isolator Skan mikro | F/panel valve | SV-3-M5 material number : 6817 | Festo | 10 | pcs | https://drive.google.com/file/d/1UK6XhCS3T0ni0bA983FEsNp6UNzYsakg/view?usp=drive_link | https://drive.google.com/file/d/1n0ES9dQQhP7dQRpPbnaiciy9eHvEvTOV/view?usp=drive_link | Reject | Normal | Non Urgent | -
40 | 2025-09-26 09:06 | ROSBR0040 | EJO | EJO/2025/09/147 | Gloove tester isolator Skan mikro | Push-in fitting | QSM-M5-6 material Number : 153306 | Festo | 10 | pcs | https://drive.google.com/file/d/1UK6XhCS3T0ni0bA983FEsNp6UNzYsakg/view?usp=drive_link | https://drive.google.com/file/d/1teGRF87qECP0pNjYmnr89ZiPCukgqTgZ/view?usp=drive_link | Approve | Normal | Non Urgent | Deliver
41 | 2025-09-26 09:06 | ROSBR0041 | EJO | EJO/2025/09/147 | Gloove tester isolator Skan mikro | P/in connector | QS-6-4 Material Number : 153037 | Festo | 10 | pcs | https://drive.google.com/file/d/1UK6XhCS3T0ni0bA983FEsNp6UNzYsakg/view?usp=drive_link | https://drive.google.com/file/d/1PUjl7MC8a1Fmfyb44giY1zy9_U5G5oLV/view?usp=drive_link | Approve | Normal | Non Urgent | Deliver
42 | 2025-09-30 19:57 | ROSBR0042 | EJO | EJO/2025/09/147 | Gloove tester isolator Skan mikro | F/panel valve | SV-3-M5 material number : 6817 | Festo | 1 | pcs | https://drive.google.com/file/d/1UK6XhCS3T0ni0bA983FEsNp6UNzYsakg/view?usp=drive_link | https://drive.google.com/file/d/1n0ES9dQQhP7dQRpPbnaiciy9eHvEvTOV/view?usp=drive_link | Approve | Normal | Non Urgent | Deliver
43 | 2025-10-22 15:34 | ROSBR0043 | EJO | EJO/2025/10/37 | cover kabel timbangan isolator sampling | Cover kabel timbangan | Machining Plate Mat'l SUS 304 Proses Laser Cutting Profil Bending Tray Assembling Welding Finishing | Lokal | 1 | set | https://drive.google.com/file/d/1ka3V2CAfW9ccfwA8qZN36iHCbkqQtCB9/view?usp=drive_link | - | Approve | Normal | Non Urgent | Deliver
44 | 2025-10-28 15:52 | ROSBR0044 | Consumable | NA | Autoclave Service | Oil Seal valve modulating | Oil Seal valve modulating type : UPI Material : Viton ID : 20mm OD : 28mm tebal : 5.5mm | Nordex | 5 | pcs | https://drive.google.com/drive/folders/1XckZUYeeAEETc2mQSR_pARUUolsPGBVs?usp=drive_link | tolong carikan sesuai gambar dan ukuran ya untuk merk kalau bisa yang UPI sesuai dengan bawaan | Approve | Normal | Non Urgent | Deliver
45 | 2025-11-04 10:23 | ROSBR0045 | Consumable | NA | plab coating | Oring cover Shaft Line washing coating | Oring Cover shaft line washing Coating Material : EPDM ID : 51mm OD : 56mm tebal : 2.5 mm | EPDM | 5 | pcs | - | - | Approve | Normal | Non Urgent | Deliver
46 | 2025-11-12 21:07 | ROSBR0046 | Consumable | NA | Membran Crabs | tang Riveter nuts guns | Tang Riveter Nuts Guns material : Baja & logam | Universal | 1 | set | https://shopee.co.id/Tang-Riveter-nuts-guns-with-nuts-110-pcs-i.1350425502.29814821242?extraParams=%7B%22display_model_id%22%3A207900299653%2C%22model_selection_logic%22%3A3%7D&sp_atk=132c58a9-1d7f-452f-9eb1-021003caed19&xptdk=132c58a9-1d7f-452f-9eb1-021003caed19 | Tolong belikan rivet Nut gun buat pergantian Nuts membran Crabs | Approve | Normal | Non Urgent | Deliver
47 | 2025-11-12 21:23 | ROSBR0047 | Consumable | NA | Membran Crabs | Mur nuts rivet | Mur nuts rivet Stainless material : stainless ukuran M5 | Universal | 2 | pak | https://www.tokopedia.com/avo2001/1pack-100pcs-m5-mur-rivet-stainles-ss-304-mur-furniture-ss-304-rivet-nut-stainless-304-1731042401031521814?extParam=ivf%3Dfalse%26keyword%3Drivet+nuts+mur+m5+stainlees%26search_id%3D2025111214133120F07591C6FCB21550U5%26src%3Dsearch&t_id=1762956816005&t_st=2&t_pp=search_result&t_efo=search_pure_goods_card&t_ef=goods_search&t_sm=&t_spt=search_result | Tolong belikan mur nuts rivet material stainless ukuran M5, sebanyak 2pak tiap pak isi 100pcs | Approve | Normal | Non Urgent | Deliver
48 | 2025-11-12 22:11 | ROSBR0048 | Consumable | NA | Membran Crabs | GB5789 Serrated Flanged Hexagon Bolt Stainless Steel SUS304 M5x16 | GB5789 Serrated Flanged Hexagon Bolt Stainless Steel SUS304 M5x16 Standard : GB5789 Material : Stainless Steel (SUS304) Shape : Flanged and Serrated Bolt Diameter Ulir : M5 Panjang Ulir : 16mm | Misumi | 100 | pcs | https://www.tokopedia.com/indomakers/gb5789-serrated-flanged-hexagon-bolt-stainless-steel-sus304-m5x16-isi-10pcs-1731645178796410672?extParam=ivf%3Dfalse%26keyword%3Dgb5789+%26search_id%3D2026012615170637BC2F75BF1BCF0E5LSC%26src%3Dsearch&t_id=1769440677424&t_st=1&t_pp=search_result&t_efo=search_pure_goods_card&t_ef=goods_search&t_sm=&t_spt=search_result | Tolong belikan baut hexagonal ukuran M5x16 sebanyak 100 pcs Link pembelian sudah ku kasihyang baru ya | Approve | Normal | Non Urgent | Approval PR
49 | 2025-11-14 22:53 | ROSBR0049 | Consumable | NA | Base Plate Capping | Baut L hexagon Socket head Cap screws | Baut L M5x50mm Material : Stainless Steel MxP : 5 x 0.8 MxL : 5 x 50 | Universal | 50 | pac/pcs | https://www.tokopedia.com/cahayabajabersinar/baut-l-stainless-steel-304-m5-x-40mm-50mm-ht-socket-cap-screw-m5-x-50mm-676dd?extParam=ivf%3Dfalse%26keyword%3Dbaut+l+m5x50%26search_id%3D2025111412384134ED066DF378EF152KKJ%26src%3Dsearch&t_id=1763123932206&t_st=3&t_pp=search_result&t_efo=search_pure_goods_card&t_ef=goods_search&t_sm=&t_spt=search_result | - | Approve | Normal | Non Urgent | Deliver
50 | 2025-11-30 22:25 | ROSBR0050 | Consumable | NA | Bor baterai | Mata Bor Socket Hex Nut / Baut Roofing Adaptor | Bahan: CRV chrome vanadium Warna: perak Ukuran: 9pcs set | Universal | 1 | Set | https://shopee.co.id/Set-9Pcs-14Pcs-Mata-Bor-Socket-Hex-Nut-Baut-Roofing-Adaptor-i.1514659270.40365584142?xptdk=069a1f88-4933-4931-baeb-af00f66848e1 | - | Approve | Normal | Non Urgent | Deliver
51 | 2025-11-30 22:26 | ROSBR0051 | Consumable | NA | Bor Impact | Sok Set Mata Kunci Impact | ukuran Sok 8 sampai 32 | Super Alat | 1 | Set | https://shopee.co.id/Super-Alat-Kunci-Sok-Set-Mata-Kunci-Impact-8-24MM-Impact-Socket-Set-Mpact-Tekiro-Batrei-10Pcs-1-2-Inch-i.1291922221.28672325118?xptdk=55995af5-d191-4e2b-8e0c-bff366593e68 | tolong belikan ini,karena mata shock ukuran 8 sudah slek, ini saya BQ buat belikan 1 set untuk mesin impact (REJECT KARENA BARANGNYA SUDAH DISCONTINUE) | Reject | Normal | Non Urgent | PO Open
52 | 2025-12-26 08:36 | ROSBR0052 | Consumable | NA | Cylinder Outfeed Washing | Push-in fitting | QSM-M5-4 material Number 153304 | festo | 10 | pcs | https://drive.google.com/file/d/1qSip2j0jetKJrTvoeclb-Wu_0lMvjKsK/view?usp=drive_link | - | Approve | Normal | Non Urgent | Approval Item Code
53 | 2025-12-26 08:38 | ROSBR0053 | Consumable | NA | Cylinder Outfeed Washing | Push-in fitting | QSM-M5-6 material Number : 153306 | festo | 10 | pcs | https://drive.google.com/file/d/1qSip2j0jetKJrTvoeclb-Wu_0lMvjKsK/view?usp=drive_link | - | Approve | Normal | Non Urgent | Deliver
54 | 2025-12-26 08:50 | ROSBR0054 | Consumable | NA | Blistering | karet kaki hollow | material karet ukuran 4x4 | universal | 12 | pcs | https://shopee.co.id/KARET-KAKI-HOLLOW-4x4-PADAT-KARET-TAPAK-KAKI-KARET-ALAS-KAKI-KURSI-MEJA-BANGKU-i.178358589.23707429535?extraParams=%7B%22display_model_id%22%3A230347055392%7D | BY KFF (REJECT BY MFH KARENA LINK TIDAK TERSEDIA LAGI) | Reject | Normal | Non Urgent | -
55 | 2026-01-02 15:44 | ROSBR0055 | Consumable | NA | Stoper rubber filling | Oring Head stoper rubber | Oring Head Stoper Rubber ID 6,96mm Ketebelan : 1,69mm OD : 10,34mm material silicone merah | Silicone merah | 20 | pcs | - | minta tolong beliin Oring head stoper material silicone merah | Approve | Normal | Non Urgent | PR Open
56 | 2026-01-02 23:17 | ROSBR0056 | Consumable | NA | BOD 3 | Swinghandle BOD 3 | Swing handle Soutcho Type : H3-60-421-050 size large Panjang : 177mm lebar ; 39.6mm | Soutcho | 2 | set | https://drive.google.com/drive/folders/13YkPIvi0AFW5vg6bJ7XU1h2I-czKTUGE?usp=drive_link | https://southco.com/en_any_int/h3-60-421-050 | Approve | Normal | Non Urgent | Deliver
57 | 2026-01-07 12:21 | ROSBR0057 | Consumable | NA | Paku rivet | Paku rivet | paku rivet ukuran size : 4mmx8mm code 529 | SIP BRAND | 1 | pac | https://shopee.co.id/Paku-Rivet-SIP-Brand-No-435-440-450-540-550-isi-1000-pcs-No-635-650-665-675-isi-500-pcs-i.258990646.25891744617?xptdk=ac2b6cea-64fe-4dc4-a699-7b5d32d682c9 | tolong beliin paku rivet buat stok ya fadil | Approve | Normal | Non Urgent | Deliver
58 | 2026-01-07 12:21 | ROSBR0058 | Consumable | NA | Paku rivet | Paku rivet | paku rivet ukuran size : 3,2mm x 9,5mm code 435 | SIP BRAND | 1 | pac | https://shopee.co.id/Paku-Rivet-SIP-Brand-No-435-440-450-540-550-isi-1000-pcs-No-635-650-665-675-isi-500-pcs-i.258990646.25891744617?xptdk=ac2b6cea-64fe-4dc4-a699-7b5d32d682c9 | tolong beliin paku rivet buat stok ya fadil | Approve | Normal | Non Urgent | Deliver
59 | 2026-01-07 12:27 | ROSBR0059 | Consumable | NA | Tang Rivet | Tang Rivet | TKR HAND RIVETER Kode : GT-HR1231 Nama : Hand Riveter Merk : TEKIRO Tipe : 2 - 10 mm | Tekiro | 1 | set | https://shopee.co.id/TEKIRO-HAND-RIVETER-TANG-RIVET-TOOLS-ALAT-PERKAKAS-KUNCI-ALAT-PERTUKANGAN-i.73061699.1237546604?xptdk=0a356c4c-8938-46ee-a2b7-9923792fe5b9 | - (REJECT BY MFH KARENA SUDAH BELI PAKAI PETTY CASH) | Reject | Normal | Non Urgent | -
60 | 2026-01-07 12:32 | ROSBR0060 | Consumable | NA | Kunci L bintang | KUNCI L BINTANG SET LUBANG | Kunci L bintang code HK-TA1206 | Tekiro | 1 | set | https://shopee.co.id/TEKIRO-SET-KUNCI-L-TORX-DENGAN-LUBANG-9-PCS-KUNCI-L-BINTANG-SET-LUBANG-TOOLS-ALAT-PERKAKAS-i.73061699.9726689915?extraParams=%7B%22display_model_id%22%3A74192270566%2C%22model_selection_logic%22%3A3%7D&sp_atk=9cc6eb24-0b20-41d6-a48d-88e2722da858&xptdk=9cc6eb24-0b20-41d6-a48d-88e2722da858 | - | Approve | Normal | Non Urgent | Deliver
61 | 2026-01-07 14:00 | ROSBR0061 | Consumable | NA | Obeng minus dan plus | Krisbow Screwdriver Obeng Plus & Minus 8 Pcs - Kuning Lrsst8 | Jenis : set obeng Material tip : CR-Vanadium steel Material gagang : TPR Jenis tip : mix Tip magnetic : ya Panjang : 38.5 cm Lebar : 37 cm Tinggi : 4.5 cm SKU : KW0102648 | Krisbow | 2 | set | https://shopee.co.id/Krisbow-Screwdriver-Obeng-Plus-Minus-8-Pcs-Kuning-Lrsst8-i.182588931.3878356755?extraParams=%7B%22display_model_id%22%3A63572325641%7D | minta tolong beliiin ini buat pengganti obeng toolbox yang di produksi dan non produksi sudah rusak karena lifetime | Approve | Normal | Non Urgent | PR Open
62 | 2026-01-07 14:09 | ROSBR0062 | Consumable | NA | Tang tekiro bengkok | TEKIRO TANG BUAYA BENGKOK 10 INCH / | Kode : PL-LG0770 Nama : Tang Buaya Bengkok Merk : TEKIRO Tipe : 10 inch | Tekiro | 2 | pcs | https://shopee.co.id/TEKIRO-TANG-BUAYA-BENGKOK-10-INCH-TANG-BUAYA-TANG-JEPIT-TOOLS-ALAT-PERKAKAS-i.73061699.1237546636?xptdk=f32b04bf-7656-4a2b-a0d5-d3b3095fcde4 | minta tolong beliin ini buat pengganti punya team Engineering gigi tangnya sudah rontok dan sudah slek | Approve | Normal | Non Urgent | PO Open
63 | 2026-01-07 14:13 | ROSBR0063 | Consumable | NA | Obeng Ketok | OBENG KETOK SET | obeng ketok set Material chrome vanadium Item code : SD-IM1698 | Tekiro | 1 | set | https://shopee.co.id/TEKIRO-OBENG-KETOK-5-PCS-BOX-PE-OBENG-KETOK-SET-TOOLS-ALAT-PERKAKAS-i.73061699.19172092914?xptdk=fd0e8837-5462-4058-94b9-41634713311e | - | Reject | Normal | Non Urgent | -
64 | 2026-01-08 11:25 | ROSBR0064 | Consumable | NA | Gloove Port Orabs | O-Ring Sleeve Orabs Gloove port | Oring Sleeve Orabs gloove port Material EPDM ID 200 mm Tebal 6,5 mm | universal | 5 | pcs | - | - | Approve | Normal | Non Urgent | Deliver
65 | 2026-01-08 11:26 | ROSBR0065 | Consumable | NA | Gloove Port Orabs | O-ring Gloove port Orabs | Oring Gloove port Orabs Material EPDM ID 260 mm Tebal 4.65 mm | universal | 10 | pcs | - | - | Approve | Normal | Non Urgent | Deliver
66 | 2026-01-08 11:50 | ROSBR0066 | Consumable | NA | Toolbox Maintenance | TEKIRO TANG POTONG 6 INCH (N - R) | Tang Potong Material : Chrome vanadium Dimensi Produk200mm 23mm 130mm Tang Potong / Pemotong / Diagonal Pliers / Cutting Quantity: 1 Piece / 1 Buah Ukuran: 6” Dimensi: Panjang Gagang 110MM Tebal Gagang 15MM Lebar Tang Tutup 20MM Tebal Tang 10MM Merek: TEKIRO type | Tekiro | 1 | pcs | https://shopee.co.id/TEKIRO-TANG-POTONG-6-INCH-(N-R)-TANG-POTONG-TOOLS-ALAT-PERKAKAS-i.73061699.6153970432?xptdk=73778dc6-c3b6-482f-8065-94da195c1548 | - | Approve | Normal | Non Urgent | PO Open
67 | 2026-01-08 11:51 | ROSBR0067 | Consumable | NA | Toolbox Maintenance | TEKIRO TANG KOMBINASI 7 INCH (N - R | Tang Kombinasi type : PL-LM0758 | Tekiro | 2 | pcs | https://shopee.co.id/TEKIRO-TANG-KOMBINASI-7-INCH-(N-R)-TANG-KOMBINASI-TOOLS-ALAT-PERKAKAS-i.73061699.1237545170?xptdk=ea01e3bf-f478-4cfe-8ff7-2c5f9955ba2c | - | Approve | Normal | Non Urgent | PR Open
68 | 2026-01-08 11:54 | ROSBR0068 | Consumable | NA | Toolbox Maintenance | TEKIRO TANG LANCIP 6 INCH (N - R) | Tang Lancip Material : heat treated alloy stell Dimensi : 150mm 18mm 90mm type : PL-LN0760 | Tekiro | 1 | Pcs | https://shopee.co.id/TEKIRO-TANG-LANCIP-6-INCH-(N-R)-TANG-LANCIP-TOOLS-ALAT-PERKAKAS-KUNCI-ALAT-PERTUKANGAN-i.73061699.1237545117?xptdk=b0c511a1-1522-4987-b417-4f3bfbf6df49 | - | Approve | Normal | Non Urgent | PR Open
69 | 2026-01-08 20:19 | ROSBR0069 | Consumable | NA | Toolbox Maintenance | OBENG KETOK SET TEKIRO IMPACT DRIVE 11 PCS | Obeng ketok (impact driver) Type : SD-IM0921 | Tekiroi | 1 | Set | https://shopee.co.id/TEKIRO-IMPACT-DRIVE-11-PCS-OBENG-KETOK-TOOLS-ALAT-PERKAKAS-i.73061699.1237545205?extraParams=%7B%22display_model_id%22%3A31563425734%2C%22model_selection_logic%22%3A3%7D&sp_atk=faa8f2e3-089b-400d-b5c4-e05e946f0449&xptdk=faa8f2e3-089b-400d-b5c4-e05e946f0449 | - | Approve | Normal | Non Urgent | PR Open
70 | 2026-01-13 15:47 | ROSBR0070 | Critical Part | NA | Washing | Tubing | tubing ukuran 4 PUN-H-4X0,75-NT Sold in packages of 50 M | Festo | 100 | meter | https://drive.google.com/drive/folders/1WFva2OWKG2hBAFPmJ7tgDIRpESf_EYtL?usp=drive_link | Tolong belikan tubing buat peremajaan mesin washing | Approve | Normal | Non Urgent | Approval Item Code
71 | 2026-01-13 15:48 | ROSBR0071 | Critical Part | NA | Washing | Tubing | Tubing ukura 6 PUN-H-6X1-NTn 6 Sold in packages of 50 M | festo | 100 | meter | https://drive.google.com/drive/folders/1WFva2OWKG2hBAFPmJ7tgDIRpESf_EYtL?usp=drive_link | Tolong belikan tubing buat peremajaan mesin washing | Approve | Normal | Non Urgent | Approval Item Code
72 | 2026-01-13 15:50 | ROSBR0072 | Critical Part | NA | Washing | Tubing | tubing ukuran 8 PUN-H-8X1,25-NT Sold in packages of 50 M | festo | 100 | meter | https://drive.google.com/drive/folders/1WFva2OWKG2hBAFPmJ7tgDIRpESf_EYtL?usp=drive_link | Tolong belikan tubing buat peremajaan mesin washing | Approve | Normal | Non Urgent | Proses PR
73 | 2026-01-18 00:12 | ROSBR0073 | EJO | EJO/2026/01/71 | Filling | Gasket ferrule | gasket feruule 3/4 inch material silicone warna putih | universal | 25 | pcs | - | tolong belikan gasket ferrule buat filling yang material silikone yang berwarna putih | Approve | Normal | Non Urgent | PO Open
74 | 2026-01-18 00:33 | ROSBR0074 | Critical Part | NA | capping | Oring capping zometa | oring capping Zometa ID: 31.71mm tebal: 2.5mm material: silicone merah | universal | 25 | pcs | - | - | Approve | Normal | Non Urgent | Proses PR
75 | 2026-01-23 17:00 | ROSBR0075 | Critical Part | NA | Washing | Shaft Puhser Washing | Shaft Puhser Washing Uk 10 x 14X 52 mm Machining Plate Mat'l SUS 304 | Agru | 1 | set | https://drive.google.com/drive/folders/1m7cuEfuIYcCM-b0C9rT7fPMFnzzvke3B?usp=drive_link | - | Approve | Normal | Non Urgent | PO Open
76 | 2026-01-24 07:49 | ROSBR0076 | Consumable | NA | Autoclave Service | Oil Seal valve modulating | Oil Seal valve modulating Material : Viton ID : 20mm OD : 28mm tinggi : 5mm | viton | 20 | pcs | https://shopee.co.id/Oil-seal-TC-VITON-ID-20-OD-28-T-5-i.496394644.45000098139?xptdk=0b4bb3b5-300e-4757-b398-c8eaa2f9da98 | tolong belikan Oilseal vitonsesuai spesifikasi, buat peremajaan oil seal mesin autoclave service dan terminal belikan Oil seal saja, sebelumnya sudah pernah beli pakai patycash dengan link ini | Approve | Normal | Non Urgent | Proses PR
77 | 2026-01-27 23:14 | ROSBR0077 | Critical Part | NA | Mixing | Oring port dop Mixing | Oring port dop Mixing material EPDM tebal 3mm OD 25.4mm | universal | 10 | Pcs | - | tolong orderin buat oring dop port mixing | Approve | Normal | Non Urgent | PR Open
78 | 2026-01-28 03:01 | ROSBR0078 | Critical Part | EJO/2025/09/35 | FBD | Oring port sampling FBD | Oring port Sampling FBD ID 61mm tebal 8mm Silicone Merah ID 61 OD 77 Tebal 8 mm Silicone Merah | universal | 8 | pcs | https://drive.google.com/drive/folders/1iFGncHzOtVQneQmVZayhu1c4GejmE_aP?usp=drive_link | minta tolong belikan ini lewat vendor trenade, sebelumnya NDS sudah BQ pakai vendor AGRU, pak MUN minta ke vendor Trande sesuai design tersebut (REJECT BY MFH KARENA TRENADE TIDAK BISA SUPPLY DENGAN UKURAN SEGITU) | Reject | Normal | Non Urgent | -
79 | 2026-02-03 16:47 | ROSBR0079 | Critical Part | NA | Autoclave preparasi dan decontam Lab Micro | Water Presence Probe Kit and OR Seal | Water Presence Probe Kit and OR Seal Product Code: KK000080 | fedegari | 10 | Set | https://drive.google.com/drive/folders/1eCct3940FpMgMSRcHKv41fBAZmeRBUST?usp=drive_link | tolong belikan Oring kit sensor level untuk mesin autoclave preparasi dan decontam Series Mesin ini no series mesin FVA/A1 | Approve | Normal | Non Urgent | PO Open
80 | 2026-02-03 17:01 | ROSBR0080 | Critical Part | NA | Printer head autoclave prepaarasi | PROFACE PRINTER | PROFACE PRINTER Product Code: GP400736 | fedegari | 2 | set | https://drive.google.com/drive/folders/1bNO_4ubS9oTp1rlIV0UiO31ztN-JfCMi | tolong belikan print head buatmesin autoclave preparasi dan 1 buat spare | Approve | Normal | Non Urgent | PO Open
81 | 2026-02-16 15:04 | ROSBR0081 | Consumable | - | Utility OSD Lt2 | Lemari APD Buat pengecekan Plastik dustcollector | Material : Cold Roll Steel Type Of L ocker : Standard Locker Type Of Construction : Knock Down Type of Top : Flat Type of Lock : Standard Lock Plate Thickness : Approx 0.6mm Powder Coating Finished : Approx 0.1mm Maxload per Shelving : 20 Kg Outside Dimension L x W x H (mm) : 600 x 800 x 1800 Inside Dimension L x W x H (mm) : 560 x 760 x 1100 Weigh t : Gross (Kg) : 27 / Nett (Kg) : 25 - | Krisbow | 1 | set | https://www.krisbow.com/detail/10155038-locker-1-doors-single-coloum-red | https://drive.google.com/file/d/1rWZ7J8h5Oo-LaEKRgrdwEQ8F4-6K2c3N/view?usp=drive_link REJECT BY MFH KARENA HARUS PAKAI BUDGET ASSET | Reject | Normal | Non Urgent | -
82 | 2026-02-17 10:11 | ROSBR0082 | EJO | 2025/11/142 | Isolator Skan | Dudukan equinox New | Machining Plate Mat'l SUS 304 Proses Laser Cutting Profil Support Equinok Assembly Welding Finishing | Agru | 1 | set | https://drive.google.com/file/d/18nXIf_NpRdqgVFBLyZ6mGEMeLOWjq_X_/view?usp=drive_link | https://drive.google.com/file/d/1mxFXDVuXTaI_HIgHyEpfeI6o1TdTjTRv/view?usp=drive_link | Approve | Normal | Non Urgent | Deliver
83 | 2026-03-02 15:25 | ROSBR0083 | Consumable | - | washing | QS cylinder washing | QS cylinder ukuran tubing 4 ukuran ulir M5 material stainless sesuai ukuran dilampiran foto | festo | 30 | pcs | https://drive.google.com/drive/folders/1S9MBCu7rvIZ5WYScEkf3R51aidi6viNX?usp=drive_link | tolong belikan QS sesuai lampiran untuk peremajaan dan pergantian QS cylinder pusher washing | Approve | Normal | Non Urgent | Mencari Penawaran
84 | 2026-03-03 15:27 | ROSBR0084 | Consumable | - | Mixing | Blind ferrule jalur N2 | Bind ferrule 3/4" Material SUS316L | universal | 10 | pcs | https://shopee.co.id/product/1037069836/53855065223?gads_t_sig=VTJGc2RHVmtYMTlxTFVSVVRrdENkVEdTU3BlMW9zMXB6bGYrZ0J1VEdQdmcvT3Fia3pwaEdLTi9POHV0OTZHdjE1aEdvVzZOWUpWY0p2M3p5MTVjNHV3N1kxS3kwRmlJdSttQWZVOVdqd2w3am9tcyt1Y01TUEZIMlZ4RkpFMytpU3Z4eXlyQkRrS2F6QjV6NjBoTmtBPT0&gad_source=1&gad_campaignid=23295573023&gbraid=0AAAAADPpU8191fxNZBLS_jfqJ3XPS9CNL&gclid=CjwKCAiAh5XNBhAAEiwA_Bu8FTXlzjRuKXUo4IBw19IVz0oGMUKQ6_QvKHD3gFV7SE2sIfFWV9CxNxoChzgQAvD_BwE | Minta tolong beliin blind ferrule buat, jalur T N2 (REJECT BY MFH KARENA DOUBLE DENGAN ROSBR0087 SUDAH DIKALI 2) | Reject | Normal | Non Urgent | -
85 | 2026-03-03 15:29 | ROSBR0085 | Consumable | - | Universal | Blind ferrule 1" | Bind ferrule 1" Material SUS316L | universal | 10 | pcs | https://shopee.co.id/1-Blind-Ferrule-Sanitary-Foodgrade-Solid-End-Cap-Dop-Ferrule-Buta-Stainless-Steel-316L-Size-1-Inch-i.1037069836.54805060782?extraParams=%7B%22display_model_id%22%3A335466374070%2C%22model_selection_logic%22%3A3%7D&sp_atk=66a49e53-bb0b-4a1b-ae87-edd6653c5c1b&xptdk=66a49e53-bb0b-4a1b-ae87-edd6653c5c1b | minta tolong beliin buat stok | Approve | Normal | Non Urgent | Deliver
86 | 2026-03-03 15:36 | ROSBR0086 | Consumable | - | Universal | Blind ferrule 1/2" | Bind ferrule 1/2" Material SUS316L | universal | 10 | pcs | https://shopee.co.id/1-2-Blind-Ferrule-Sanitary-Foodgrade-Solid-End-Cap-Dop-Ferrule-Buta-Stainless-Steel-316L-Size-1-2-Inch-i.1037069836.54805060783?extraParams=%7B%22display_model_id%22%3A310466968668%2C%22model_selection_logic%22%3A3%7D&sp_atk=777a7459-821b-4a59-9a1c-b9fee3b444ef&xptdk=777a7459-821b-4a59-9a1c-b9fee3b444ef | minta tolong beliin buat stok | Approve | Normal | Non Urgent | PR Open
87 | 2026-03-05 11:20 | ROSBR0087 | Consumable | - | Universal | Blind ferrule 3/4" | Bind ferrule 3/4" Material SUS316L | universal | 20 | pcs | https://shopee.co.id/3-4-Blind-Ferrule-Sanitary-Foodgrade-Solid-End-Cap-Dop-Ferrule-Buta-Stainless-Steel-316L-Size-3-4-Inch-i.1319467784.51755156791?extraParams=%7B%22display_model_id%22%3A380473384257%2C%22model_selection_logic%22%3A3%7D&sp_atk=23f1bb3e-8675-4892-b81b-ef46ef154c58&xptdk=23f1bb3e-8675-4892-b81b-ef46ef154c58 | minta tolong beliin buat stok | Approve | Normal | Non Urgent | Proses PR
88 | 2026-03-05 11:24 | ROSBR0088 | Consumable | - | mixing | Lampu tangki Mixing | Tipe LED : COB Voltase : DC 12-24 V Daya / Power : 3 W Material : Aluminium dan ABS Warna : Warm LUX 3000k Diameter: 65 mm Diameter Lubang: 58 mm Tinggi: 76 mm | Liten | 2 | unit | https://shopee.co.id/Lampu-Tanam-Lantai-LED-DC-12V-12-V-Uplight-COB-Ground-Light-Outdoor-Waterproof-IP65-Lampu-Carport-Taman-Rumah-1000k-3000k-i.171115695.44458488299?xptdk=3be436bf-1efb-4162-8224-44c448c477dc | Minta tolong beliin buat lampu mixing sesuai deskripsi ya | Approve | Normal | Non Urgent | Deliver
89 | 2026-03-05 14:49 | ROSBR0089 | Critical Part | - | BSC | EF BSC 3 | exhaust BSC 3 Type R3G220-RD53-03 Type of voltage AC Nominal voltagein V230 Nominal voltage rangein 200V- 240V Frequency 50/60Hz Type of data definition maximum load Speed in min-1 3230 Power input 168W Current draw in A 1,4 motor : M3G055-CF 1phase | Ebmpapst | 2 | unit | https://drive.google.com/drive/folders/16RUdl0UsA4XTftxhbjZNed8eRo4Oj33n?usp=drive_link | https://www.ebmpapst.com/de/en/products/centrifugal-fans/p/R3G220RD5303.html | Approve | Normal | Non Urgent | PO Open
90 | 2026-03-12 15:32 | ROSBR0090 | Critical Part | - | BSC | Supply motor Blower BSC | Part code: 8115610923 -INSTRUMENT COOLING FANS R3G 250, R3G 250 AK 41-71, MAKE EBM | Ebmpapst | 1 | unit | Penawaran dari Pak MUN | - | Approve | Normal | Non Urgent | PO Open
91 | 2026-03-31 03:41 | ROSBR0091 | EJO | EJO/2026/03/88 | Crabs | Mur Hepa Crabs | Mur M10 Diameter dalam : 10mm pitch : 1.5 material ss304 | Universal | 150 | pcs | https://shopee.co.id/SS304-Mur-M10-Mur-Stainless-M10-Hex-Nut-M10-SUS304-A2-70-i.11837378.25891530349?extraParams=%7B%22display_model_id%22%3A166971436616%2C%22model_selection_logic%22%3A2%7D&sp_atk=60a9e104-d23e-46cf-809b-c38557f07cf7&xptdk=60a9e104-d23e-46cf-809b-c38557f07cf7 | Tolong belikan Mur m10 buat pergantian mur yang slek dan peremajaan dan buat stok | Approve | Normal | Non Urgent | Deliver
92 | 2026-04-07 17:00 | ROSBR0092 | EJO | EJO 2026/04/075 | Tunnel | 3 way ball valve | Anix 3-Way Ball Valve SS304 T-Port 3/4" c/w Pneumatic Actuator DA-063 + Solenoid 24VDC | Anix | 2 | set | https://drive.google.com/drive/folders/1UPTdR3qY40b_S68KkEqtQ4CU_cBdXVFj?usp=drive_link | tolong belikan body vave untuk mesin tunnel | Approve | Urgent | Waiting | -
93 | 2026-04-21 04:22 | ROSBR0093 | Critical Part | - | autoclave | valve modulating | DN16 Modulating Valve Spare Parts Product Code: KK000305 | fedegari | 5 | Pcs | https://drive.google.com/drive/folders/11118Cc_L-ROcwEY62w3m9tggLAi2Ercf?usp=drive_link | buat pergantian peremajaan VP3 punya service dan terminal berikut no Series FOF5/9A TH4 | Approve | Normal | Non Urgent | PO Open
94 | 2026-05-08 00:11 | ROSBR0094 | Critical Part | - | Autoclave Lab Micro | Level Probe Assembly for Generator | Level Probe Assembly for Generator | fedegari | 5 | pcs | https://store.fedegari.com/product/level-probe-assembly-for-generator/01t0O00000EwcybQAB | Buat pergantian di autoclave preparasi 2pcs, peremajaan di autoclave decontam 2pcs, 1pcs buat spare | Approve | Normal | Non Urgent | Proses PR
95 | 2026-05-08 23:11 | ROSBR0095 | EJO | EJO/2026/05/046 | Lab Washer Miele | Filter Drain | Filter drain lab washer miele | Miele | 1 | pcs | https://drive.google.com/file/d/1ONkOawShG42cFsxr2cPLzVSzGJ1tF4vr/view?usp=drive_link | buat pergantian filter drain yang sudah sobek | Approve | Normal | Non Urgent | Pembuatan Item Code
96 | 2026-05-26 00:04 | ROSBR0096 | EJO | EJO/2026/05/047 | Isolator Skan | Gas Spring Bansbach | Gas Spring Bansbach D0M0 83 250 760 002 745N | Bansbach | 2 | Pcs | https://www.tokopedia.com/bansbachofficial/gas-spring-bansbach-d0m0-83-250-760-750n-1735758326594766499 | Tolong belikan Gas Spring buat , Sesuai deskripsi, penawaran dari vendor resmi bansbach Indonesia | Approve | Normal | Non Urgent | -
97 | 2026-06-09 16:39 | ROSBR0097 | Consumable | - | Recorder Tunnel | Baterai Lithium | Panasonic BR.2032 Voltage - 3 volt Dimensi - diameter 20mm dan tebal 3,2mm | Panasonic | 5 | Pcs | https://www.tokopedia.com/electrindofast/panasonic-br2032-3volt-original-1731279756595004907?extParam=ivf%3Dfalse%26keyword%3Dpanasonic+br.2330+3volt+%26search_id%3D2026060909272534ED066DF378EF3ABU2V%26src%3Dsearch&t_id=1780997250566&t_st=4&t_pp=search_result&t_efo=search_pure_goods_card&t_ef=goods_search&t_sm=&t_spt=search_result | tolong beliin baterai Lithium buat Jam Recorder tunnel | Approve | Normal | Non Urgent | Proses PR
98 | 2026-06-18 12:05 | ROSBR0098 | Critical Part | EJO/2026/06/142 | Washing Tinnel | MICO electronic circuit protection, 2 CHANNELS | IN: 24 V DC OUT: 24 V /4-6-8-10 A Art.No.:9000-41042-0401000 | MURR Elektronik | 2 | Pcs | https://shop.murrelektronik.com/en/Electronics-in-the-Control-Cabinet/Intelligent-Power-Distribution/Modules/MICO-electronic-circuit-protection-2-CHANNELS-9000-41042-0401000.html | Buat Pergantian pada mesin washing tunnel | Approve | Normal | Non Urgent | Approval Item Code
99 | 2026-06-23 06:25 | ROSBR0099 | Critical Part | EJO/2026/06/085 | CLU | Limit Switch | Limit Switch CLU ULP Schneider Electric LIMIT SWITCH HEAD-ZCKE65 | Schneider | 1 | Pcs | https://toco.id/listing/schneider-electric-limit-switch-head-zcke65?srsltid=AfmBOorkBEYohk8_P-kOz1LzRMAN6AZKfzX7ZxmTzIAIbb3slal-ZGVh | type ZCKE65 | Waiting | Waiting | Non Urgent | -
100 | 2026-06-23 06:41 | ROSBR0100 | Critical Part | EJO/2026/06/085 | CLU | Body Switch | Type ZCKJ1H29 Limit switch Telemecanique New EN/ IEC 60947-5-1 Ui:500v Uimp:6kV AC 15 240V 3A | Telemecanique | 1 | pcs | https://www.tokopedia.com/archive-mfpteknik-1631/zckj1h29-limit-switch-telemecanique-new?t_id=1782171122044&t_st=6&t_pp=cart&t_efo=cart&t_ef=&t_sm=&t_spt=cart | Type ZCKJ1H29 Limit switch Telemecanique New | Approve | Normal | Non Urgent | Mencari Penawaran
101 | 2026-06-24 04:05 | ROSBR0101 | Critical Part | - | FD | Intermediate Plate | Intermedate Plate Uk 10x 14 x 450 mm Machining Plate Mat'l SUS 304 Proses Milling Profil Chamfer Coating Teflon Finishing | Lokal | 1 | set | https://drive.google.com/drive/folders/1Nxa-kITa5hGlsg9vl9Z78Bel2dfnwsH6?usp=drive_link | - | Approve | Normal | Non Urgent | Proses PR
102 | 2026-06-24 04:06 | ROSBR0102 | Critical Part | - | FD | Guide Shelf | Guide Shelf FD Uk 8x 11 x 1174 mm Specifikasi : Machining Plate Mat'l SUS 304 Proses Milling Profil Guide Coating Teflon Finishing | Lokal | 1 | set | https://drive.google.com/drive/folders/1O9PcD_WtRgHtv45UpQj399zB5hqNQcSI?usp=drive_link | - | Approve | Normal | Non Urgent | Proses PR
103 | 2026-06-24 04:07 | ROSBR0103 | Critical Part | - | Capping | Force Gauge | Dudukan Force Gauge Uk 35x60 x 95mm 1 Pcs Specifikasi : Machining Plate Mat'l SUS 304 Proses Laser Cutting Profil Bending Assembly Welding Finishing | Lokal | 1 | set | https://drive.google.com/drive/folders/10COnVF0_mq8boGcgmQ3HP5u0BS7LtAPA?usp=drive_link | - | Approve | Normal | Non Urgent | Proses PR

## Jasa
No | Timestamp | Nomor Registrasi | No Ejo | Mesin/Area | Deskripsi Pekerjaan | Qty | UoM | Referensi/Penawaran | Note | Status Approval SPV | Kategori | Status Urgent

## All Item Code
Item Code | Deskripsi | Item Code
J-10205-02 | Chlorine Test; Merck; c/n 1.14978.0001; 600 tests/pack | J-10205-02
O-11109-00 | Bearing 6002-2RSH | O-11109-00
O-11145-00 | Bearing 6201 2Z | O-11145-00
O-11149-00 | Bearing 6202 ZZ - P/N : - pc | O-11149-00
O-11154-00 | Bearing 6204 2Z SKF | O-11154-00
O-11162-00 | Bearing 6205 ZZ | O-11162-00
O-11166-00 | Bearing 6206 ZZ | O-11166-00
O-11169-00 | Bearing 6207ZZ | O-11169-00
O-11173-00 | Bearing 6208 SKF | O-11173-00
O-11181-00 | Bearing 626-2Z | O-11181-00
O-11287-00 | IMA F200 Filling Machine - Pall Mini Kleenpak Capsules with Supor EKV Membrane, Filter Capsule 4,1"/0,2 um/0,02 m2/Hydrophilic PVDF/code2/0,25-0,5" hose barb; Pall; KA02DFLP8G; 1 pcs | O-11287-00
O-11356-00 | Lubricant ? Food grade oil Viscolab 150 - Pc=Liter | O-11356-00
O-11367-00 | Lubricant ? Oli ISO VG 320 MULTIPRIMA INDOSEJAHTERA, PT P/N : - pc | O-11367-00
O-11761-00 | Marchesini MA255 Cartoning Machine - Conveyor Belt, PU White, 1380 x 40 x 1.6 mm; Custom/Lokal; -; 1 unt | O-11761-00
O-11762-00 | MARCHESINI MA 255 - Conveyor belt Nastro transporto FNB-8E 1850 X 40 HA; Marchesini; C720718540 pc | O-11762-00
O-11763-00 | MARCHESINI MA 255 - Conveyor belt Nastro transporto FNI-5E er 1110x 75(sil); Marchesini; C721411175 pc | O-11763-00
O-12732-00 | Tubing Polyurethane TU1208 Clear; SMC; Part No. X3; roll | O-12732-00
O-12733-00 | General - TU Polyurethane Tubing, TU1065C-100; SMC Pneumatics; -; 1 roll | O-12733-00
O-12734-00 | General - TU Polyurethane Tubing, TU0805C-100; SMC Pneumatics; -; 1 roll | O-12734-00
O-12735-00 | General - TU Polyurethane Tubing, TU0604C-100; SMC Pneumatics; -; 1 roll | O-12735-00
O-12736-00 | Tubing Polyurethane TU0425 Clear; ; ; | O-12736-00
O-12868-00 | General - Emflon PFR membrane filter cartridge, 0.2 um sterilizing grade, 5-inch length, double-o-ring (silicone) with bayonet lock and flat end; Pall; AB05PFR2PVH4; 1 pcs | O-12868-00
O-12918-00 | MARCHESINI MA 255 - p/n 322010 Nordson - Saturn precision Nozzle 200 mesh | O-12918-00
O-13062-00 | AUTOCLAVE Lab Mikro - PALL Emflon Filter 0,2um p/n C3PFRP1 | O-13062-00
O-13216-00 | Lubricant - Bechem Staroil G 320 Brown H1 @20 Liter/Pail | O-13216-00
O-13501-00 | General - Push-in T-connector, QST-12; Festo; 153132; 1 pcs | O-13501-00
O-13505-00 | General - Push-in T-connector, QST-10; Festo; 153131; 1 pcs | O-13505-00
O-13508-00 | Pneumatic Fitting - QS 8-6 FESTO P/N : - pc | O-13508-00
O-13510-00 | Pneumatic Fitting - QS 12-10 FESTO P/N : - pc | O-13510-00
O-13521-00 | gasket 1 1/2" / EPDM - P/N : - pc | O-13521-00
O-13522-00 | gasket 2" / EPDM; ; ; | O-13522-00
O-13617-00 | Marchesini MA255 Cartoning Machine - Flat Belt, 728 x 40 x 1 mm; Custom/Lokal; -; 1 unt | O-13617-00
O-13799-00 | Carbon Vanes VT4.40 INTIDAYA DINAMIKA SEJATI, PT P/N : - pc | O-13799-00
O-14022-00 | Valve Base SV-3-M5 Festo FESTO P/N : - pc | O-14022-00
O-14099-00 | Selang TS-25 (25x33) TOYOX P/N : - pc | O-14099-00
O-14360-00 | Membran Valve EPDM PTFE DN 40 Gemu KRISNA DWI MITRA P/N : 600 40M5E-221 pc | O-14360-00
O-14363-00 | Membrane Diaphragm Valve EPDM PTFE DN 25 Gemu DUA BERLIAN PILAR P/N : 600 25M5E-221 pc | O-14363-00
O-14364-00 | Membrane Diaphragm Valve EPDM PTFE DN 50 p/n: 600 50M5E-221 Gemu; ; ; | O-14364-00
O-14449-00 | Isolator Glove Piercan 97800Y94/10 Material: Hypalon One Piece Fulled Dipped, White | O-14449-00
O-14510-00 | Speed Control AS2201F-02-08SA, SMC, , SINAR MUTIARA CAKRABUANA, PT P/N : - pc | O-14510-00
O-14594-00 | Kit, membrane ozone 6510 METTLER TOLEDO INDONESIA, PT P/N : - pc | O-14594-00
O-14616-00 | Black arm system for Rotating pincer pneumatic cylinder SINAR MUTIARA CAKRABUANA, PT C/N : 33661 pc | O-14616-00
O-14617-00 | Solenoid valve 2/2 ways NC 4,5mm; ; c/n 28582; | O-14617-00
O-14618-00 | General - Pneumatic pincher silicone cover sleeve c/n 15927; SMC; MHZJ2-J20S; 1 Pc | O-14618-00
O-14619-00 | Pressure reducer 1/2 Gas connection, with manometer 0-12 bar; Univer; c/n 11731; | O-14619-00
O-14620-00 | Microswitch for pneumatic cylinder; ; c/n 7821; | O-14620-00
O-14621-00 | Coil U2 11W 24VDC; Univer; c/n 5233; | O-14621-00
O-14639-00 | EPDM Gasket for Ferrule dia. 1/2" - P/N : - pc | O-14639-00
O-14640-00 | General - Silicone Gasket for Ferrule dia. 3/4"; -; -; 1 Pc | O-14640-00
O-14641-00 | General - Silicone Gasket for Ferrule dia. 1"; -; -; 1 Pc | O-14641-00
O-14642-00 | General - Silicone Gasket for Ferrule dia. 2,5"; -; -; 1 Pc | O-14642-00
O-14643-00 | EPDM Gasket for Ferrule dia. 3"; ; ; | O-14643-00
O-14644-00 | General - Silicone Gasket for Ferrule dia. 4"; -; -; 1 Pc | O-14644-00
O-15019-00 | Bearing 6004 H SS | O-15019-00
O-15398-00 | Bearing - 61800-2RS1 - P/N : - pc | O-15398-00
O-15400-00 | Colamark - Side Arms kit EPT012551; Domino; SP-0076; 1 Pc | O-15400-00
O-15462-00 | Dry Fog Stainless Steel FLOAT 47049-23S | O-15462-00
O-15484-00 | Static Gasket (Door gasket) for main chamber; ; ; | O-15484-00
O-15485-00 | HEPA (H 14) Filters (155D mm x 150H mm); ; ; | O-15485-00
O-15486-00 | Pre-filter (EU-8) size 100D x 135H mm; ; ; | O-15486-00
O-15487-00 | Gas Spring Model : 8-18-2, 03 SL/300N-486; ; ; | O-15487-00
O-15488-00 | Gauntlets for main chamber, port size 250 x 200 mm; ; ; | O-15488-00
O-15489-00 | SPA 1120 Brand : Optibelt / Bando Merah; Optibelt; ; | O-15489-00
O-15490-00 | B63 Brand : Optibelt / Bando Merah; Optibelt; ; | O-15490-00
O-15491-00 | SPA 2482 Lw Brand : Optibelt / Bando Merah; Optibelt; ; | O-15491-00
O-15492-00 | SPA 1132 Brand : Optibelt / Bando Merah - P/N : - pc | O-15492-00
O-15493-00 | SPA 1082 Brand : Optibelt / Bando Merah Optibelt | O-15493-00
O-15544-00 | BECKER VACUUM - Medical Bacterial Filter FM70 Conn: 1/2 inch | O-15544-00
O-15550-00 | ABSOLUT ENCODER MONOLOOP SSI, GRAY CODE, 360 TURN PULSE | O-15550-00
O-15551-00 | ABSOLUT ENCODER MONOLOOP SSI; GRAY CODE, 360 TURN PULSE; MAIN ENCODER ; | O-15551-00
O-15552-00 | ABSOLUTE ENCODER SSI 8192 GRAY RADIAL CONNECTOR; PART NO :202931 | O-15552-00
O-15553-00 | ACTUATOR VALVE (FV20) | O-15553-00
O-15554-00 | AIRTIGHT DOOR MOTOR ; HALSTRUP &SAIA :GEAR MOTOR N100/SO - UFR1 - UL; SUPPLY VOLTAGE: 24VAC;FREQUENCY: 50HZ; OUTPUT TORQUE: 15NM; MOTOR SPEED: 0.5 U/MIN (R1:1000); | O-15554-00
O-15555-00 | AISI BALLS 5/32; PART NO :200042 | O-15555-00
O-15556-00 | BEARING & COMBONENT / JOINT HEAD CF 8 M8X1,25 FEMALE; STERILINE ; PART NO :200028 | O-15556-00
O-15557-00 | BEARING 51104; STERILINE; PART NO :201653 | O-15557-00
O-15558-00 | BEARING ANGULAR BALL 7003 ACDGA/P4A; STERILINE ; PART NO :200245 | O-15558-00
O-15559-00 | BEARING INA KH 1428; STERILINE : PART NO :200023 | O-15559-00
O-15560-00 | BEARING INA KH 2030; STERILINE ; PART NO :200053 | O-15560-00
O-15561-00 | BEARING INA KH 3050; STERILINE ; PART NO :200055 | O-15561-00
O-15562-00 | BEARING INA NKIA5902; STERILINE PART NO :201027 | O-15562-00
O-15563-00 | BEARING R-4HH BRAND EZO | O-15563-00
O-15564-00 | BUSHING IGUS HFM 08 - 10 - 10; STERILINE PART NO :201202 | O-15564-00
O-15565-00 | EPDM MEMBRANE FOR GEMU PNEUMATIC MEMBRANE VALVE 1/2 (DN15); 2-WAY; AISI316L; RA = 0,5MICRON; PNEUMATICALLY OPERATED, NORMALLY CLOSED | O-15565-00
O-15566-00 | CAPS HOPPER MINIMUM LOAD SENSOR ; WORLD BEAM QS18VP6LAF250Q5 LASER ADJUSTABLE FIELD | O-15566-00
O-15567-00 | CAPS MINIMUM LOAD SENSOR ; HIGH PRECISION OPTICAL FIBER FU-7F | O-15567-00
O-15568-00 | CARTRIDGE FILTER AERVENT 50 0,2 ?M TC 3/4 LOT NO. F2JA25925 S.N. 01612; REJECT VALVE 2 FILTER ; | O-15568-00
O-15569-00 | CHAMBER AIR INLET PNEUMATIC VALVE ; VP3 ; | O-15569-00
O-15570-00 | CHAMBER PRESSURE TRANSDUCER ; TP ; | O-15570-00
O-15571-00 | COMPRESSED AIR LINE FILTER; F6 ; | O-15571-00
O-15572-00 | CORDA TONDA IN NBR D=3MM; STERILINE ; PART NO :6829 | O-15572-00
O-15573-00 | COUPLE OF SILICONE STRIPES FOR WASHING AND DRYING WHEELS EDM-2S; STERILINE; PART NO :18894 | O-15573-00
O-15574-00 | COUPLING HUB: STERILINE ; GET 14 ALU-C DIAM-14; PART NO :200239 | O-15574-00
O-15575-00 | COUPLING HUB; STERILINE ; GE-T 19/24 ESEC. -C-FORO DIAM. 19; PART NO :200834 | O-15575-00
O-15576-00 | DOOR GASKET RED SILICON; PART NO :PP600076 | O-15576-00
O-15577-00 | DOOR LOCKED/UNLOCKED LIMIT SWITCH(ADJUSTABLE ROLLER LEVER, 1NO+1NC,IP67) | O-15577-00
O-15578-00 | DOOR SEALING RING(?D?TYPE SILICON RUBBER 17X20 (7METERS)) | O-15578-00
O-15579-00 | DOOR GASKET SIDE 1; DG ; | O-15579-00
O-15580-00 | DOOR GASKET SIDE 2; DG1 ; | O-15580-00
O-15581-00 | DOOR SAFETY SWITCHES ; SCHMERSAL ; MAGNET BPS-260 | O-15581-00
O-15582-00 | DOOR SAFETY SWITCHES ; SCHMERSAL ; PROXIMITY SENSOR , BNS-260 FOR DOOR | O-15582-00
O-15583-00 | DOP+GASKET ( FOR RUPTURE DISK SILICON EXPANSION TANK, D=3) | O-15583-00
O-15584-00 | DRY VACUUM PUMP OIL(MOBIL SHC 629A ANTIWARE SYNTHETIC GEAR OIL 150CST,4L/BARREL) | O-15584-00
O-15585-00 | EPDM GASKET FOR GEMU PNEUMATIC MEMBRANE VALVE 1/2 (DN15) HEAT NO. 133057; | O-15585-00
O-15586-00 | EXIT LIFTING SIDE GUIDES CYLINDER ; CYLINDER D=16 STROKE=15 | O-15586-00
O-15587-00 | FILLING NEEDLE ; FILLING THE VIALS ; STERILINE : PART NO (308496,308710,306680,305421,305288,300359,301105,301106) | O-15587-00
O-15588-00 | SERVO MOTOR, OMRON G5 114V, 400W, 250HZ, 1.27 NM, 3000 RPM WITH ABSOLUTE ENCODER NO BRAKE | O-15588-00
O-15589-00 | SERVO MOTOR, OMRON G5 220V, 200W, 0.64 NM, 3000 RPM WITH ABSOLUTE ENCODER NO BRAKE | O-15589-00
O-15590-00 | FILTER CA 0,2 MICRON; PART NO :CC120072 | O-15590-00
O-15591-00 | FILTER ABSOLUTE - CAMFILL 1FRSI - 1SI 762X457X150; CLASS H13, DIN EN 1822, FRAME: STAINLESS STEEL - 99,95% MPPS; SERIAL NO. 00083616122 (for Cooling chamber) | O-15591-00
O-15592-00 | FILTER ABSOLUTE, CAMFILL - 1ER(GS) - 1PU; DIN EN 1822 : H14; EFFICIENCY: 99,995% MPPS; DIMENSION: 305X457X150; SERIAL NO. 060052-15122 | O-15592-00
O-15592-00 | FILTER ABSOLUTE, CAMFILL - 1ER(GS) - 1PU; DIN EN 1822 : H14; EFFICIENCY: 99,995% MPPS; DIMENSION: 305X457X150; SERIAL NO. 060052-15122 | O-15592-00
O-15593-00 | FITTING FEMALE THREAD, SMC, KQ2F10-03A | O-15593-00
O-15594-00 | FLOWMETER + REGULATOR PRE GAS/POST GAS; ASA | O-15594-00
O-15595-00 | MOTOR, BONFIGLIOLI TYPE BN63B4 0,18-0,21KW, 50-60HZ 1320RPM; | O-15595-00
O-15596-00 | GASKET O RING + SPRING 255 | O-15596-00
O-15597-00 | GASKET O RING 2,5 | O-15597-00
O-15598-00 | GASKET O RING 216 | O-15598-00
O-15599-00 | GASKET O RING 286 | O-15599-00
O-15600-00 | GASKET O RING 301 | O-15600-00
O-15601-00 | GASKET O RING 304 | O-15601-00
O-15602-00 | GASKET O RING 305 | O-15602-00
O-15603-00 | GASKET O RING 310 | O-15603-00
O-15604-00 | GASKET O RING 314 | O-15604-00
O-15605-00 | GASKET O RING 315 | O-15605-00
O-15606-00 | GASKET O RING 424 | O-15606-00
O-15607-00 | GASKET O RING 80 | O-15607-00
O-15608-00 | GASKET PRESSURE DRAIN SIDE 1 ; PR12 ; | O-15608-00
O-15609-00 | GASKET PRESSURE DRAIN SIDE 2 ; PR13 ; | O-15609-00
O-15610-00 | GEAR MOTOR N100/SO - UFR1 - UL; HALSTRUP SAIA ; PART NO :19475 | O-15610-00
O-15611-00 | GEAR MOTOR N100/SO + UFR1 - UL;HALSTRUP SAIA ; PART NO :19474 | O-15611-00
O-15612-00 | GEARED BELT 16AT05 1050(TOOTHED BELT DIN 7721 AT5 : 16AT5 / 1050 - PU) | O-15612-00
O-15613-00 | WEIGHING LOAD CELL WIPOTEC SL250/300-M-FS-9-29-34 WASHDOWN IP44 SERIAL NO. 00301; | O-15613-00
O-15614-00 | HEATER : TREC ; AISI 316 MADE BY 3 MONO-PIPE ELEMENTS D.16 L=460; POWER 1000W CAD. (TOT.3000W) ; TENSION: 230V; R.W. HEATERS ; | O-15614-00
O-15615-00 | HIGH PRECISION OPTICAL FIBER 10MM WIDTH FU-12; PART NO :201020 | O-15615-00
O-15616-00 | HIGH PRECISION OPTICAL FIBER FU-7F; PART NO :201061 | O-15616-00
O-15617-00 | HIGH TEMPERATURE BLACK SILICONE GASKET FOR HOT CHAMBER DOOR - STERILINE : DIMMENSIONS 20X15X10 MM; PART NO :2958 | O-15617-00
O-15619-00 | General - HIGH PRECISION OPTICAL FIBER 10MM WIDTH, VIALS MAXIMUM LOAD AT OUTFEED SENSOR; Keyence; FU-12; 1 Pc | O-15619-00
O-15620-00 | HIGH PRECISION OPTICAL FIBER SUPER TOUGH FLEX FIBERS-FU67V; VIAL CHECK AT INFEED SENSOR ; | O-15620-00
O-15621-00 | MOTOR AND REDUCTION GEAR, BONFIGLIOLI TYPE BN63B4 0.18 KW 50HZ 1320RPM, 3PHASE | O-15621-00
O-15622-00 | INLET CHAMBER PRE-FILTER ; AMERTEX : FILTRATION MATERIAL AMERTEX R-R29, G3 CLASS | O-15622-00
O-15623-00 | OPTIC FIBER; OMRON PAIR OF LENS FOR OPTIC FIBERS | O-15623-00
O-15624-00 | HIGH PRECISION OPTICAL FIBER; OMRON ;M4 STRAIGHT CONNECTION; MAX TEMPERATURE: 300?C; : 600MM MAX.; FIBER LENGTH: 5000MM; | O-15624-00
O-15625-00 | AMPLIFIER PNP FOR OPTICAL FIBER E32;OMRON; RESPONDING TIME: 200 MICROSECOND MAX.; POWER: 12-24VDC; CABLE LENGTH: 2000MM; | O-15625-00
O-15626-00 | JACKET WATER AND CONDENSATE DRAIN FILTER; F9 ; | O-15626-00
O-15628-00 | LEFT AND RIGHT PINCER ACTUATOR ; SMC :BISTABLE ELECTROVALVE - SV1200-5FU | O-15628-00
O-15629-00 | ENCODER ;Sick Stegmann;ABSOLUTE ENCODER A4A08192 GRAY RADIAL CONNECTOR | O-15629-00
O-15630-00 | MAGNETIC CONTACTOR (S00, AC-3 4KW, 1NO, COIL VOLTAGE: AC230V 50/60HZ) | O-15630-00
O-15631-00 | MAGNETIC SWITCH (SMEO - 4U - S - LED - 24B) | O-15631-00
O-15632-00 | MEMBRANE PTFE/EPDM BONDED; SED; | O-15632-00
O-15633-00 | MICROSWITCH FOR PNEUMATIC CYLINDER ; UNIVER ; VIALS LOADING CYLINDER BACKWARD POSITION SENSOR | O-15633-00
O-15634-00 | MICROSWITCH FOR PNEUMATIC CYLINDER, UNIVER, DF-220M08 | O-15634-00
O-15635-00 | MICROSWITCH FOR PNEUMATIC CYLINDER; UNIVER INLET LIFTING SIDE GUIDES CYLINDER BACKWARD POSITION SENSOR ; | O-15635-00
O-15636-00 | MINIATUR RELAY ; STERILINE ;PART NO :5834 | O-15636-00
O-15637-00 | SERVO MOTOR, OMRON G5 220V, 750W, 2.4 NM, 3000 RPM WITH ABSOLUTE ENCODER WITH BRAKE | O-15637-00
O-15638-00 | MOTOR TG63 0,18 KW - 4P - B5 - 230V - 50 HZ MEC63; COMPOSED BY: ENCODER 1000 I/G LINE-DRIVER; COOLING FAN 220V 50/60 HZ; SERIAL NO. 00242345 | O-15638-00
O-15639-00 | MUSHROOM SEAL(SF00-05A SECTION:V) | O-15639-00
O-15640-00 | NEEDLE ; STERILINE ; NEEDLE IN AISI 316L LTOT=70 DE=2,5MM DI=1,5MM; PART NO :18825 | O-15640-00
O-15641-00 | NEEDLES LIFTING MOTOR ; LIKA ; MOTOR BRUSHLESS MODEL LIKA 31W SERIAL NO. 125101268; | O-15641-00
O-15642-00 | PINCH VALVE ; SIRAI TYPE Z130A, WITH COIL 24VDC 13W | O-15642-00
O-15643-00 | NOZZLE FOR WATER ; STERILINE ; SS AISI 316L A-1/8MJJXP020S316; PART NO :5311 | O-15643-00
O-15644-00 | NOZZLES RISING CYLINDER ; CYLINDER D=40MM, STROKE=40MM | O-15644-00
O-15645-00 | O - RING T = 2,62 : OR 3081 FPM 75?SH - BLACK( OR 3081 FPM 75?SH - BLACK) | O-15645-00
O-15646-00 | OVERHEAT PROTECTION THERMOSTAT, JUMO ATHS-70/U; POWER: AC 230 VOLT / 10 AMP.; RANGE: 20..500?C; CONNECTION: UZ G1/2 CRNI | O-15646-00
O-15647-00 | PAIR OF GLOVES HYPALON ELS10330Y ? 110MM, LENGTH 330MM, THICKNESS 4/10MM SIZE 7; PART NO :7264 | O-15647-00
O-15648-00 | PAIR OF SLEEVES CSM D.200/90 LENGTH 550MM, THICKNESS 4/10; PART NO :7266 | O-15648-00
O-15649-00 | PDS DISC 2 MOTOR ; Dunkermotoren ; MOTOR IP65 BG65X25PB WITH GEARBOX PLG52 I=400:1 PROFIBUS DP | O-15649-00
O-15650-00 | SERVO MOTOR OMRON G5 120V, 750W, 250HZ, 2.39 NM, 3000 RPM WITH INCREMENTAL ENCODER NO BRAKE | O-15650-00
O-15651-00 | PHOTOELECTRIC SWITCH; PART NO :10115 | O-15651-00
O-15652-00 | PNEUMATIC MEMBRANE VALVE 1/2' (DN15); STERILINE ; PART NO :5189 | O-15652-00
O-15653-00 | PNEUMATICALLY OPERATED, NORMALLY CLOSED FOR GEMU ; PNEUMATIC MEMBRANE VALVE 1/2 (DN15) 2-WAY VALVE BODY; HEAT NO. 128153; | O-15653-00
O-15654-00 | PRE-FILTER CARTRIDGE; KLENZAIDS; EU-8 SIZE 100D X 135H MM | O-15654-00
O-15655-00 | PRESSURE SWITCH WITH INDICATION, FESTO 0-1 BAR PNEUMATIC CONNECTION | O-15655-00
O-15656-00 | PRESSURE TRANSMITTER ; HALSTRUP : 0-250PA OUTPUT 4-20MA 24VDC PRECISION: +-1%; MODEL: P; SENSOR/PIZ (2 WIRES); SHEET NO. 465-01; SERIAL NO. AA072399; ; | O-15656-00
O-15658-00 | LOAD CELL ; WIPOTEC ; SINGLE POINT LOAD CELL MODEL PW15AHC3/10KG-1 NORMAL LOAD 10KG SERIAL NO. 02707239; | O-15658-00
O-15660-00 | RADIAL BEARING 15X32X9 6002 - 2Z; STERILINE ; PART NO :200019 | O-15660-00
O-15661-00 | RADIAL BEARING 6001-2RS; STERILINE ; PART NO :200723 | O-15661-00
O-15662-00 | RADIAL BEARING 6004 - 2Z SKF (6002-27); STERILINE : PART NO :200018 | O-15662-00
O-15663-00 | RECORDER PAPER(RECORDING WIDTH, 10 ROLLS/BOX) ; YOKOGAWA | O-15663-00
O-15664-00 | RECORDER RIBBON(6 COLOR RIBBON CASSETTE) | O-15664-00
O-15665-00 | RED SILICON ORING 2125; PART NO :202359 | O-15665-00
O-15666-00 | RED SILICON ORING 4900; PART NO :202514 | O-15666-00
O-15667-00 | REFRIGERATION FILTER CORE(48 CU.IN., S.S , MESH, 140 UM,) | O-15667-00
O-15668-00 | RIBBED HEATER RCU - 1200W - 230VAC - 50/60HZ - MATERIAL AISI304; PART NO :4561 | O-15668-00
O-15669-00 | STERILIZING CHAMBER HEATERS ;NO. 03 RIBBED HEATERS RCU - 1000W - 230VAC -50/60HZ MATERIAL AISI316/304, MECHANICAL DIMENSION:; LENGTH: 397 MM -CENTER DISTANCE: 50 MM HEATING BODY DIAMETER: 10 MM RIBBED DIAMETER: 22 MM; | O-15669-00
O-15670-00 | RING JOINT - AR 19-24 SHORE 98; PART NO :200105 | O-15670-00
O-15671-00 | RING JOINT AR 14 SHORE 98 SG; PART NO :200078 | O-15671-00
O-15672-00 | ROTATING PINCER PNEUMATIC CYLINDER WITH PROTECTIVE CAP ; SMC ; PINCER CYLINDER ; | O-15672-00
O-15673-00 | SAFETY PRESSURE SWITCH ; PRSIC ; | O-15673-00
O-15674-00 | SAFETY THERMOMETER PROBE ; TE5 ; | O-15674-00
O-15675-00 | SAFETY THERMOMETER PROBE ; TE5 ; | O-15675-00
O-15676-00 | SEAL KIT FOR VIALS LOADING CYLINDER ; UNIVER ; MAGNETIC CYLINDER SERIES RP DIAMETER=20 STROKE=25; | O-15676-00
O-15677-00 | SEAL KIT FOR VIALS UNLOADING CYLINDER ; UNIVER ; MEGNETIC CYLINDER SERIES RP DIAMETER=20 STROKE=110; | O-15677-00
O-15678-00 | SEALING RING G20 - 28 - 4; PART NO :200067 | O-15678-00
O-15679-00 | SECURITY PHOTOCELLS; PART NO :7209 | O-15679-00
O-15680-00 | SILICON GASKET O RING RED ; ID= 192 mm, OD: 246 mm, Thickness : 4 mm | O-15680-00
O-15681-00 | Glove housing gasket; Thickness 2 mm, glove port dia 250 mm | O-15681-00
O-15682-00 | SILICON HOSES F10 ( ID:6MM / OD: 10MM ); | O-15682-00
O-15683-00 | SILICON HOSES F14 ( ID:4MM / OD: 10MM ) 86/10; | O-15683-00
O-15684-00 | SILICON ORING 3100; PART NO :200236 | O-15684-00
O-15685-00 | SILICON ORING 3162; PART NO :201677 | O-15685-00
O-15686-00 | SILICON ORING 3200; PART NO :200069 | O-15686-00
O-15687-00 | SILICON ORING 3237; PART NO :201706 | O-15687-00
O-15688-00 | SILICON ORING 3256; PART NO :200081 | O-15688-00
O-15689-00 | SILICON ORING 3325; PART NO :200079 | O-15689-00
O-15690-00 | SILICON ORING 3350; PART NO :200783 | O-15690-00
O-15691-00 | SILICON ORING 4675; PART NO :201548 | O-15691-00
O-15692-00 | SILICONE GASKET EPDM 24X16; PART NO :7163 | O-15692-00
O-15693-00 | SILICONE GASKET EPDM 29,5X19,5; PART NO :7164 | O-15693-00
O-15694-00 | SILICONE O-RING 2162; PART NO :200831 | O-15694-00
O-15695-00 | SILICONE STRING FOR GASKET EPDM 9,5X7,5 ; PART NO :7165 | O-15695-00
O-15696-00 | SILICONE SUCKER 01.11.16; PART NO :202082 | O-15696-00
O-15697-00 | General - SILICONE SUCKER 01.16.20; Steriline; 202370; 1 Pc | O-15697-00
O-15698-00 | SLEEVE BEARING STAR 0670-225-40PP; STERILINE ; PART NO :200988 | O-15698-00
O-15699-00 | SOLENOID ELECTROVALVE ;BISTABLE ; 5/2 WAYS 1/2'' (LEAKTEST, INLET & EXHAUST VALVE); PART NO :13881 | O-15699-00
O-15700-00 | SOLENOID VALVE CLWS COMPRESSOR(6213A 1/2 24 VDC 10 W,) | O-15700-00
O-15701-00 | SOLENOID VALVE FOR PNEUMATIC VALVES (180-4E1, DC24V 5-SINGLE-ELECTRICAL ,1M CABLE) | O-15701-00
O-15702-00 | SOLENOID VALVE SOLDER 3/8 & 3/8 | O-15702-00
O-15703-00 | SPRING D=17X61-1.25 PITCH=10; PART NO :302681 | O-15703-00
O-15704-00 | STATIC GASKET (DOOR GASKET) FOR MAIN CHAMBER ; KLENZAIDS | O-15704-00
O-15705-00 | STERILE FILTER(SARTOFLUOR 0.2 UM, CARTRIDGE 5UM) | O-15705-00
O-15706-00 | STERILE FILTER FOR AIR; FA ; | O-15706-00
O-15707-00 | CAMFILL ABSOLUTE FILTER 1FRK - 1W; H13; EFFICIENCY: 99,99% DOP - 0,3 MICRON C/W CERTIFICATE. FRAME MATERIAL: STAINLESS STEEL; DIMENSION: 457X610X150; CLASS DIN EN 1822: SERIAL NO. 00044345112 | O-15707-00
O-15708-00 | STERILIZING CHAMBER HEATERS ; NO. 15 RIBBED HEATERS RCU - 1200W - 230VAC - 50/60HZ - MATERIAL: AISI 304; DIMENSION 75X20 MM; | O-15708-00
O-15709-00 | KEYENCE, HIGH PRECISION OPTICAL FIBER SUPER TOUGH FLEX FIBERS; | O-15709-00
O-15710-00 | VACUUM VALVE; MAC; 55B-24-PE-611-JB | O-15710-00
O-15711-00 | FILTER ; MILLIPORE : CARTRIDGE FILTER AERVENT 50 0,2 ?M TC 3/4 LOT NO. F2JA25925 S.N. 01502; | O-15711-00
O-15712-00 | STOPPERS HOPPER MINIMUM LOAD SENSOR ; banner ; WORLD BEAM QS18VP6LAF250Q5 LASER ADJUSTABLE FIELD QS18VP6LAF250 | O-15712-00
O-15713-00 | STOPPERS MINIMUM LOAD LANE 1 SENSOR ; KEYENCE ;HIGH PRECISION OPTICAL FIBER SUPER TOUGH FLEX FIBERS FU-67V | O-15713-00
O-15714-00 | STOPPERS MINIMUM LOAD LANE 1 SENSOR ; KEYENCE; AMPLIFIER SENSOR OPTICAL FIBER PNP OUTPUT CONNECTOR M8 FS-V31CP | O-15714-00
O-15715-00 | STOPPERS VIBRATING BOWL BASE ; VIBRATING BASE D=290 220V-50HZ | O-15715-00
O-15716-00 | STOPPERS VIBRATING CHUTE BASE ; LINEAR FEEDER 220V-50HZ SERIAL NO. 09375 | O-15716-00
O-15717-00 | STOPPERS VIBRATING HOPPER BASE ; VIBRATING HOPPER 18/20 LIT BASE | O-15717-00
O-15718-00 | General - SYNTHETIC FOOD GRADE; CRC; NSF H1; 1 Pc | O-15718-00
O-15719-00 | TEMPERATURE PROBE JUMO ; MODEL PT100 SINGLE ELEMENT, 6 WIRES, DIAMETER 3MM, LENGTH 100MM; PART NO :25596 | O-15719-00
O-15720-00 | TEMPERATURE PROBE ; JUMO; MODEL PT100 SINGLE ELEMENT, 3 WIRES, DIAMETER 3MM, LENGTH 250MM; PART NO :25597 | O-15720-00
O-15721-00 | TEMPERATURE PROBE(PT100, DIN 43760, 316 SS, 316 SS, TEFLON, AWG #26, CLASS:A) | O-15721-00
O-15722-00 | TEMPERATURE PROBE ;JUMO ; PT100 SINGLE ELEMENT, 3 WIRES, DIAMETER 3MM,; LENGTH 250MM; RANGE -200/600?C; MATERIAL: AISI321 (1.4541); PRECISION CLASS A (IEC751-2008); SILICONE CABLE LENGTH 10M | O-15722-00
O-15723-00 | TEMPERATURE PROBE PT100 DOUBLE ELEMENTS, 6 WIRES, DIAMETER 3MM, LENGTH 100MM; RANGE -50/600?C;MATERIAL: AISI321 (1.4541); PRECISION CLASS A (IEC751-2008); SILICONE CABLE LENGTH 10M | O-15723-00
O-15724-00 | TRIPHASE MICROMASTER INVERTER SERIES 440 0,37KW 3AC 380-480V; PART NO :3648 | O-15724-00
O-15725-00 | VACUUM CLAMP DAN BLIND 3/4 + GASKET | O-15725-00
O-15726-00 | VACUUM KIT SEAL; part number KK000315 | O-15726-00
O-15727-00 | VACUUM LEVEL SWITCH ; Vuototecnica ; DIGITAL VACUUM LEVEL SWITCH Code: 120511/P | O-15727-00
O-15728-00 | VACUUM PUMP WATER LINE FILTER; F4 ; | O-15728-00
O-15729-00 | VALVES AND CYLINDERS ACTUATORS ; SMC ; COMPACT BATTERY WITH NO. 9 VALVES N.C. 24VDC | O-15729-00
O-15730-00 | VENT FILTER CARTRIDGE ; MILLIPORE ; OPTISEAL CATRIDGE FILTER : LAGR04TP6 ;0.2 ?m | O-15730-00
O-15731-00 | KEYENCE; HIGH PRECISION OPTICAL FIBER SUPER TOUGH FLEX FIBERS-FU67V; PART NO :201021 | O-15731-00
O-15732-00 | KEYENCE AMPLIFIER SENSOR OPTICAL FIBER PNP OUTPUT CONNECTOR M8 FU-12 | O-15732-00
O-15733-00 | PRESSURE TRANSMITTER ; GEFRAN 0-10 BAR, PRECISION 0,25% FS; OUTPUT 4/20 MA, 24VDC, 2-WIRES AISI 316L; SERIAL NO. 12210317; CON 1 1/2 TRI-CLAMP, ELECT CON: 5-PIN - M12X1, IP67 | O-15733-00
O-15734-00 | WHEEL BEARING NATR 10 PP - INA; STERILINE: PART NO :200829 | O-15734-00
O-15786-00 | SG-1 Coiled Tubing W/3/8"FL Type : 1002-0161; ; ; | O-15786-00
O-15820-00 | General - MCB C60H 1 phase 1 pole 2 A; Schneider; -; 1 Pc | O-15820-00
O-15821-00 | MCB Schneider C60H 1 phase 1 pole 4 A 100000A - P/N : - pc | O-15821-00
O-15822-00 | General - MCB C60H 1 phase 1 pole 10 A; Schneider; -; 1 Pc | O-15822-00
O-15875-00 | Flexible Plate; Material = SUS316 L T= 1.2mm; ; ; | O-15875-00
O-15902-00 | Suction Cup capping size 6R; P/N : 011010; ; ; | O-15902-00
O-15905-00 | Temperature probe model PT100; single element, 3 wires diameter 3mm, length 250mm, Total silicone ca; ; ; | O-15905-00
O-15906-00 | O-Ring ID =252mm STRIPE DIAM 4 mm in Viton (Sleeve Glove cRABS); ; ; | O-15906-00
O-15911-00 | Fedegari FVA2/A1 - TAPPO DN35 ASTM; Code : PM102749; ; ; | O-15911-00
O-15912-00 | Fedegari FVA2/A1 - CLAMP DN34-DN35 (MICROCASTED); Code : GM100094; ; ; | O-15912-00
O-15913-00 | Fedegari FVA2/A1 - CENTERING RING DN35 CLAMP; Code : PP100897; ; ; | O-15913-00
O-15914-00 | Fedegari FVA2/A1 - O-RING 34.52x3.53; Code : CC150171; ; ; | O-15914-00
O-15915-00 | Fedegari FVA2/A1 - DN16 ASTM CAP; Code : PM102747; ; ; | O-15915-00
O-15916-00 | Fedegari FVA2/A1 - CLAMP DN10 1/2" (MICROCASTED); Code : GM100017; ; ; | O-15916-00
O-15917-00 | Fedegari FVA2/A1 - CENTERING RING DN16 CLAMP; Code : PP100907; ; ; | O-15917-00
O-15918-00 | Fedegari FVA2/A1 - O-RING 15.47x3.53 ; Code : CC150170; ; ; | O-15918-00
O-15919-00 | Temperature control Module PUM-A, MODEL PUMATCC1-0BY71; ; ; | O-15919-00
O-15920-00 | Digital Event I/O module PUM-E, model PUM ERYY1-0B072; ; ; | O-15920-00
O-15921-00 | Clamp Ferrule 1/2"; SS304; ; ; | O-15921-00
O-15931-00 | General - Double Tape 1" Merah; 3M; -; 1 Pc | O-15931-00
O-16006-00 | Pressure Gauge; BRO THOTERM; SF 250, Range 0 - 6 bar, Dial Size 63 mm, Accuracy 1.6, Connection size; ; ; | O-16006-00
O-16007-00 | Silicone Sucker 01.10.10; P/N : 201119; ; ; | O-16007-00
O-16030-00 | General - Dry box glove, 4/10 mm, CSM, 97800 Y 8.5 E4 5; Piercan; 1292; 10 pcs per pack | O-16030-00
O-16031-00 | Isolator Gloves E10330 Y 8 E4 4;000160; Material : CSM; Shape : E10; Size : 8; Thickness (mm) : 4/10; ; ; | O-16031-00
O-16032-00 | General - Sleeves M200/90 Y 550 E4 Bt5/5 BJ, Material : CSM; Shape : 200/90; Thickness (mm) : 4/10; Leng; Piercan; 1643; 1 Pc | O-16032-00
O-16032-00 | General - Sleeves M200/90 Y 550 E4 Bt5/5 BJ, Material : CSM; Shape : 200/90; Thickness (mm) : 4/10; Leng; Piercan; 1643; 1 Pc | O-16032-00
O-16033-00 | General - Isolator Gloves 000156; Material : CSM; Shape : E10; Size : 7; Thickness (mm) : 4/1; Piercan; E10330 Y 7 E4 4; 1 pc | O-16033-00
O-16033-00 | General - Isolator Gloves 000156; Material : CSM; Shape : E10; Size : 7; Thickness (mm) : 4/1; Piercan; E10330 Y 7 E4 4; 1 pc | O-16033-00
O-16077-00 | Kleenpak Emflon PFR 0.2 um PALL Part No. KA2PFRP1 pc | O-16077-00
O-16097-00 | FILTER KIT FOR 92XX/94XX MITRA PACK, PT P/N : A40989 pc | O-16097-00
O-16148-00 | O-Ring Silicone Red Uk.10.05 x 7.5 x 2.55; ; ; | O-16148-00
O-16149-00 | Freeze Dryer MBE1207 - Complete O-ring/Gasket for shelves below; ; 345x5.3;132x5.3;106x5.3;8x1.8;180x3.55; | O-16149-00
O-16150-00 | Freeze Dryer MBE1207 - Complete O-Ring/Gasket Set for main valve's below; ; 243x5.3; 100x5.3; | O-16150-00
O-16152-00 | Freeze Dryer MBE1207 - Circulation Pump Inlet Pressure Gauge Valve; CASTEL; 6110/23; Receiver Valve 1/4" SAE Flare + 3/8" NPT, Direct; | O-16152-00
O-16173-00 | O-RING T=3,53 :OR 4275 MVQ NT80-RED 39269097; Order No : 5022383; ; ; | O-16173-00
O-16174-00 | O-RING T=3,53 :OR 4400 MVQ70SH +M4 40169997 ; Order No : 5025024; ; ; | O-16174-00
O-16175-00 | O-RING T=3,53 :OR 4725 MVQ NT70-RED+M4 39269097; Order No : 5025020; ; ; | O-16175-00
O-16187-00 | Timing Belt Lbr. 55mm Pjg Keliling 420mm; ; ; | O-16187-00
O-16188-00 | Assembling external washing nozzle P/N 21025; Steriline; ; | O-16188-00
O-16189-00 | Assembling exernal drying nozzle P/N. 21029; Steriline; ; | O-16189-00
O-16281-00 | Washing RAR4 - Pusher Guide; ; ; | O-16281-00
O-16314-00 | Membrane Diaphragm Valve EPDM PTFE DN 4-15 p/n: 600 8M 5A-221 Gemu; ; ; | O-16314-00
O-16317-00 | FD Lyofast 10 - Oli Vaccum Ultragrade 20 Edwards; ; ; | O-16317-00
O-16318-00 | SED - Diaphragm spare MA8 EPDM/PTFE 00210.190.051.V | O-16318-00
O-16319-00 | SED - Stroke-Seal Adjuster and Manual Override p/n:024.14.025 | O-16319-00
O-16321-00 | General - 2/2 Way Diaphragm Valve Metal Aseptic; SED; 207.15.7.545.51.125.SF1; 1 Pc | O-16321-00
O-16334-00 | Regulator Nitrogen ( N2 ) YAMATO P/N : - pc | O-16334-00
O-16550-00 | Seidenader MS30 - FS Rotation Axis Lower Part p/n:VK-068000-00 | O-16550-00
O-16551-00 | Seidenader MS30 - FS Rotation Axis UpperPart p/n:VK-068048-06 | O-16551-00
O-16552-00 | Seidenader MS30 - Sealing Starwheel p/n:37-029122-22 | O-16552-00
O-16553-00 | Seidenader MS30 - Sealing Starwheel p/n:37-029122-22 | O-16553-00
O-16554-00 | Seidenader MS30 - Sealing Starwheel p/n:37-029122-25 | O-16554-00
O-16555-00 | Seidenader MS30 - Suction Cup Dia:16x19 (Standart) p/n:01-000413-20 | O-16555-00
O-16556-00 | Seidenader MS30 - O-ring Black p/n:00-000428-07 | O-16556-00
O-16557-00 | Seidenader MS30 - O-ring Black Dia:18x2 p/n:00-000428-34 | O-16557-00
O-16558-00 | Seidenader MS30 - Suction Cup Dia:11 (Standart) FSGA 11 M5 p/n:01-000413-18 | O-16558-00
O-16559-00 | Seidenader MS30 - Pressure Spring p/n:02-055865-00 | O-16559-00
O-16560-00 | Seidenader MS30 - Rubber Band 298X47X1 p/n:37-030151-39 | O-16560-00
O-16561-00 | Seidenader MS30 - Rubber Band 2X47X300 p/n:37-030151-38 | O-16561-00
O-16562-00 | Seidenader MS30 - Filter cartridge p/n:02.000413-79 | O-16562-00
O-16563-00 | Marchesini MA155 - Glue Gu, Gun E-dot + M14 Top Feed 35mm Nozzle Art p/n:7302217 Nordson | O-16563-00
O-16564-00 | Marchesini MA155 - Conveyor Belt FNI-5E ER 1110 X 75 (SIL) p/n:C721411175 | O-16564-00
O-16565-00 | Marchesini MA155 - Cylinder CQ2B 20-5 SSMC p/n:P115820005 | O-16565-00
O-16566-00 | Marchesini MA155 - Conveyor Belt NB-8E 1850 x 40 p/n:C720718540 | O-16566-00
O-16567-00 | Marchesini MA155 - Conveyor Belt 1380 x 40 HA p/n:C720713840 | O-16567-00
O-16568-00 | Marchesini MA155 - Toothed Belt 390 H 150 Gomma Nerra p/n:C262390150 | O-16568-00
O-16569-00 | Marchesini MA155 - Toothed Belt 202 L:100 Gomma Nerra p/n:C261202100 | O-16569-00
O-16570-00 | Marchesini MA155 - Conveyor Belt TS10 720 x 40 Habasit p/n:C720007240 | O-16570-00
O-16571-00 | Marchesini MA155 - Conveyor Belt TS10 570 x 40 Habasit p/n:C720005740; Habasit; C720005740; 1 Pc | O-16571-00
O-16572-00 | Marchesini MA155 - Conveyor Belt TS10 520 x 40 Habasit p/n:C720005240 | O-16572-00
O-16573-00 | Marchesini MA155 - Conveyor Belt TS10 290 x 40 Habasit p/n:C720002940 | O-16573-00
O-16574-00 | Marchesini MA155 - Toothed Belt 210 L:100 Gomma Nerra p/n:C261405100 | O-16574-00
O-16575-00 | Marchesini MA155 - Toothed Belt 210 L:075 Gomma Nerra p/n:C261210075 | O-16575-00
O-16576-00 | Marchesini MA155 - Assembled Roller p/n:2894R004 | O-16576-00
O-16577-00 | Marchesini MA155 - Wrapper BM2-025 p/n:P312100025 | O-16577-00
O-16578-00 | Marchesini MA155 - Cylinder D-C73CZ SMC p/n:P312100000 | O-16578-00
O-16579-00 | Marchesini MA155 - Bushing D. 6 D. 8 L.6 Glacier p/n:C120060806 | O-16579-00
O-16580-00 | Marchesini MA155 - Bushing 16E7 22X16 p/n:C110162216 | O-16580-00
O-16581-00 | Marchesini MA155 - Rear Bucket p/n:A892216014 | O-16581-00
O-16582-00 | Marchesini MA155 - Front Bucket p/n:A892216012 | O-16582-00
O-16583-00 | Marchesini MA155 - Polycord Belt MA150/5 p/n: 20P00192 | O-16583-00
O-16584-00 | Marchesini MA155 - Cylinder CRB2BW20-270SZ SMC p/n: P121220270 | O-16584-00
O-16585-00 | Marchesini MA155 - Right Contrast Tooth p/n: 27P00631 | O-16585-00
O-16586-00 | Marchesini MA155 - Inclined Left Tooth p/n:18990019 | O-16586-00
O-16587-00 | Marchesini MA155 - Inclined Right Tooth p/n:18990018 | O-16587-00
O-16588-00 | Marchesini MA155 - Leaflet Grippet p/n:A920000005 | O-16588-00
O-16589-00 | Carton Sealer - Spring 33 x 32 x 4 p/n:10141 | O-16589-00
O-16590-00 | Carton Sealer - Spring Front Arm Rubber Roller p/n:9510303 | O-16590-00
O-16591-00 | Carton Sealer - Spring 2.2 x 20.8 x 89 p/n:10096-2 | O-16591-00
O-16592-00 | Carton Sealer - Spring 2.0 x 20.8 x 89 10096-1 | O-16592-00
O-16593-00 | Carton Sealer - Cutter Blade 2inch p/n:10122 | O-16593-00
O-16594-00 | Carton Sealer - Spring 8.5 x 1 x 59 mm p/n:9510300 | O-16594-00
O-16595-00 | Carton Sealer - Spring 8.5 x 1 x 59 mm p/n:9510299 | O-16595-00
O-16596-00 | Carton Sealer - Spring 0.8 x 6.8 x 32 mm p/n:C4415000 | O-16596-00
O-16597-00 | Carton Sealer - Spring 10.2 x 1.2 x 62.5 mm p/n:20009 | O-16597-00
O-16598-00 | Carton Sealer - Spring 2 x 25 x 34 mm p/n:8044 | O-16598-00
O-16608-00 | Baterai Airsampler Minicapt 100 s/n MC12N014 | O-16608-00
O-16646-00 | Oring NBR OD: 162 mm T: 6.7 mm | O-16646-00
O-16647-00 | General - Oring Silicone Merah 23x18x2.5 mm; -; -; 1 Pc | O-16647-00
O-16658-00 | Cylinder Compact ADNGF-16-15-P-A FESTO P/N : 554214 pc | O-16658-00
O-16659-00 | Oring Silicone Merah OD: 352 mm T: 3.3 mm | O-16659-00
O-16706-00 | Capping VCM200 - Coupling for Encoder NBK MST 32 - P/N : - pc | O-16706-00
O-16715-00 | Membrane Diaphragm Valve EPDM PTFE DN 25 Gemu KRISNA DWI MITRA P/N : 600 25M 17 pc | O-16715-00
O-16725-00 | 3 Way Ball Valve SS304 3/4 inch c/w Pneumatic Actuator + Selenoid 24 VDC, NOCHRIDA SEJAHTERA, PT P/N : - set | O-16725-00
O-16731-00 | Autoclave Fedegari FVA2/A1 NB2963AT - KIT Ricambi Valv. DN10 ON-OFF FEDEGARI ASIA PTE LTD P/N : KK000301 pc | O-16731-00
O-16732-00 | Autoclave Fedegari FVA2/A1 NB2963AT - KIT Ricambi Valv. DN10 ON-OFF FEDEGARI ASIA PTE LTD P/N : KS000025 pc | O-16732-00
O-16752-00 | Marchesini FB220-PN. 7301604 MODULE,E.DOT+, 0,35MM NOZZLE Nordson; Nordson; ; | O-16752-00
O-16756-00 | Washing RAR4 - Tamper Resistant Screw IBNP5-10 | O-16756-00
O-16757-00 | Capping VCM200 - Coupling CPJ30-BL-10-10 | O-16757-00
O-16770-00 | Oring Silicone Merah 30.3 x 27.2 x 1.75 mm | O-16770-00
O-16771-00 | Oring Silicone Merah 19 x 15.5 x 1.75 mm | O-16771-00
O-16772-00 | Oring Silicone Merah 40.5 x 37.5 x 1.5 mm; ; ; | O-16772-00
O-16793-00 | Capping VCM200 - Gear Material Pom Hitam | O-16793-00
O-16798-00 | SMC - Tubing Anti Static TAU1065B-20 | O-16798-00
O-16826-00 | DEMISTER, part number 402; ; ; | O-16826-00
O-16827-00 | Gasket Oil Separator Part No. 401 | O-16827-00
O-16885-00 | Clamp Hose Alumunium Ferrule 1 inch EN14425-3 | O-16885-00
O-16886-00 | Clamp Hose Alumunium Ferrule 3/4 inch EN14420-3 | O-16886-00
O-16922-00 | Marchesini MA155-P/N. 018090090 Shaft; ; ; | O-16922-00
O-16943-00 | Tunnel ST1L - Potentiometer Model 10K 3turns P/n: 3757; ; ; | O-16943-00
O-16949-00 | Hepa Filter - H14 ( 99.999% ) size: 457x305x150 | O-16949-00
O-16958-00 | Marchesini MA155 - Kit Filter Saturn Melter 100 Mesh P/n: 1028305 | O-16958-00
O-16959-00 | Marchesini MA155 - Kit Filter 200 Mesh Saturn M14 P/n: 1045520 | O-16959-00
O-16960-00 | Marchesini MA155 - Green HMP Liquid 5 liter P/n: 90090104 | O-16960-00
O-16961-00 | FESTO - CRQS-1/8-6 p/n 162862 | O-16961-00
O-16979-00 | Freeze Dryer MBE1207 - Thermostatic Cooling Water AVTA15 Danfoss | O-16979-00
O-16980-00 | General - Diaphragm 40 mm ER Grade EPDM; Saunders; DA040ER M4; 1 Pc | O-16980-00
O-16980-00 | General - Diaphragm 40 mm ER Grade EPDM; Saunders; DA040ER M4; 1 Pc | O-16980-00
O-16981-00 | General - Diaphragm 25 mm ER Grade EPDM; Saunders; DA025ER M4; 1 Pc | O-16981-00
O-16981-00 | General - Diaphragm 25 mm ER Grade EPDM; Saunders; DA025ER M4; 1 Pc | O-16981-00
O-16982-00 | Freeze Dryer MBE1207 - Diaphrapm DA008ER M4 Saunders CIPTA SOLUSI ANDALAN, PT P/N : - pc | O-16982-00
O-16984-00 | Freeze Dryer MBE1207 - Butterfly Valve SS316 DN65 P/n: EB14-00067 BRAY; ; ; | O-16984-00
O-17011-00 | Parallel Keys MISUMI P/N : KET3 pc | O-17011-00
O-17030-00 | cRABS Z064CR - Treaded Three Port Seat Valve VOBG320 3/4inch G | O-17030-00
O-17067-00 | Washing RAR4 - Rotating Pincer Pneumatic Clyinder With Protective Cap P/n: 12636 | O-17067-00
O-17068-00 | Washing RAR4 - Pincers Jaws 4 Positions 10R Vial Neck d=15.5 HARRISA CIPTARINDO ENGINEERING, CV. P/N : - pc | O-17068-00
O-17069-00 | Washing RAR4 - Pincers Jaws for Vial 20mL & 25mL HARRISA CIPTARINDO ENGINEERING, CV. P/N : - pc | O-17069-00
O-17070-00 | Washing RAR4 - Pincers Jaws for Vial 50mL | O-17070-00
O-17071-00 | Washing RAR4 - Pincers Jaws for Vial 6mL HARRISA CIPTARINDO ENGINEERING, CV. P/N : - pc | O-17071-00
O-17072-00 | Capping VCM200 - Washer for Capping Rotating Plate P/n: 307842; ; ; | O-17072-00
O-17073-00 | Capping VCM200 - Plate HARRISA CIPTARINDO ENGINEERING, CV. P/N : 307790 pc | O-17073-00
O-17129-00 | IMA CLU EK2046 Welded Bellow For Unloading Pusher 316L ST100*65 | O-17129-00
O-17209-00 | Oring Silicone Merah 20 x 15.5 x 2 mm | O-17209-00
O-17242-00 | Belt HTD 720-5M-95mm + Lapisan Blue Sponge 6mm DIAN BATARA INTI, PT P/N : - set | O-17242-00
O-17243-00 | Selang Flexible Vaccum 40 mm | O-17243-00
O-17279-00 | Compact Cylinder ADVULQ-20-110-P-A Festo P/n: 156102 | O-17279-00
O-17285-00 | Freeze Dryer MBE1207 - Main Valve Bellow SUS316L ST105*75; ; ; | O-17285-00
O-17287-00 | Sleeve and Gloves Y1524-S Port : 7inch Material: CSM Thickness: 0.4mm Piercan | O-17287-00
O-17313-00 | Breathing Circuit Filter BB50T PALL | O-17313-00
O-17376-00 | Autoclave Fedegari FOF / 6 AC - Kit DN22 Valve Mod; p/n: KK000310; ; ; | O-17376-00
O-17393-00 | Autoclave Fedegari FOF / 6 AC - O-Ring 6.02x2.62; p/n. CC150168; ; ; | O-17393-00
O-17395-00 | Autoclave Fedegari FOF / 6 AC - O-Ring 10.78x2.62; p/n. CC150169; ; ; | O-17395-00
O-17399-00 | Autoclave Fedegari FOF / 6 AC - O-RING21.82x3.53 ; p/n CC150010; ; ; | O-17399-00
O-17420-00 | Diaphragm Silicone Platinum Cured NA25/26 NovaSeptic | O-17420-00
O-17534-00 | Oring Viton 234x5.3 mm; ; ; | O-17534-00
O-17535-00 | Hepa-Filter, Miele PRIMA INSTRUMENT ANALITIKA, PT P/N : 10083920 pc | O-17535-00
O-17597-00 | Guide Belt Model : FRB-7701 Hualian | O-17597-00
O-17640-00 | Ruber Whell Silicone Model : FRB-770i Hualian | O-17640-00
O-17669-00 | INPRO 6860i/12/120/nA, Operating Range : 8 ppb - 60% O2 Sat. Measured Pressure Resistance : 0 bar - METTLER TOLEDO INDONESIA, PT P/N : - pc | O-17669-00
O-17712-00 | Socket Controller 8 pin - P/N : - pc | O-17712-00
O-17729-00 | Dry Fog - Stainless steel way adapter (new type) MULTITRADE GOLDEN SYNERGY, PT P/N : 47049-234S pc | O-17729-00
O-17730-00 | Dry Fog - Inner Gasket; P/N. 43100-106; ; ; | O-17730-00
O-17732-00 | Dry Fog - O-ring P4 MULTITRADE GOLDEN SYNERGY, PT P/N : 43100-082 pc | O-17732-00
O-17810-00 | 25TC PTFE Diaphragm for Flush Bottom Outlet Valve NA25/25; ; ; | O-17810-00
O-17812-00 | Filter LSC Photometer ATI 2i P/N : 5500180-B | O-17812-00
O-17831-00 | Gear Door Autoclave, HARRISA CIPTARINDO ENGINEERING, CV P/N : - pc | O-17831-00
O-17832-00 | Washing RAR4 - Outfeed Teflon Left; ; ; | O-17832-00
O-17833-00 | Washing RAR4 - Outfeed Teflon Right; ; ; | O-17833-00
O-17836-00 | Manual Actuator SS316L type: 612 GEMU | O-17836-00
O-17842-00 | Membrane Diaphragm Valve EPDM DN 25 p/n: 600 25M 17 Gemu | O-17842-00
O-17938-00 | Misumi - Casters CGAN65-M | O-17938-00
O-17960-00 | Mixer Male Bearing, GMP, pH Range: pH1 pH14, 1/pack; NovAseptic; ; | O-17960-00
O-17988-00 | Cam Follow (Idle Pin); INA; KR16-X-PP-A; pc | O-17988-00
O-17995-00 | Freeze Dryer MBE1207 - Slot Door Vacuum Gasket dia.12.7 P/N : EB41-00517; ; ; | O-17995-00
O-17996-00 | Freeze Dryer MBE1207 - Slot Door Pressure Gasket P/N : EDF01-02008; ; ; | O-17996-00
O-17997-00 | Freeze Dryer MBE1207 - Mushroom Seal P/N : EBSF0005AR0; ; ; | O-17997-00
O-17998-00 | Freeze Dryer MBE1207 - Main Door Gasket P/N : EB41-00568; ; ; | O-17998-00
O-18009-00 | Silincer SMC P/N : AN30-03 | O-18009-00
O-18010-00 | Fitting SMC P/N : KQ2H08-03AS | O-18010-00
O-18011-00 | Air Filter SMC P/N : AF40-04-A | O-18011-00
O-18041-00 | Bearing 624 ZZ; SKF; ; | O-18041-00
O-18043-00 | Name Plate For Sampling Point Material SS304 25x70x0.3mm | O-18043-00
O-18055-00 | Robot Casepacker - Suction cup; VB17. single below; diameter Cup 17 mm; Vmeca; -; 1 Pc | O-18055-00
O-18094-00 | Freeze Dryer MBE1207 - Orifice 0,3 Danfoss; ; ; | O-18094-00
O-18108-00 | Freeze Dryer MBE1207 - Therm.Exp.Valve TE2 R404A/R507A 068Z3403; DANFOSS; ; | O-18108-00
O-18120-00 | Capping VCM200 - Lock Nut Cramping; ; ; | O-18120-00
O-18124-00 | Mixing Tank Adam - USM T60 Impeller with 20mm Silicon Carbide, G10-012; ; ; | O-18124-00
O-18125-00 | Mixing Tank Adam - USM T60 Male Bearing Pin 20mm Silicon Carbide, G20-008; ; ; | O-18125-00
O-18165-00 | Water Spray Gun (1/4") SG-1-01; PARKER; ; | O-18165-00
O-18166-00 | Flow Meter 1-10 CMH LZQ-7 | O-18166-00
O-18175-00 | Freeze Dryer MBE1207 - Tefflon Self | O-18175-00
O-18192-00 | SMC - Tubing Anti Static TAS1208B-20 | O-18192-00
O-18209-00 | Oring Viton Dia. 170 x 6,99mm; ; ; | O-18209-00
O-18218-00 | Mata Reject Station Material Pom | O-18218-00
O-18229-00 | Assy Reject Station Material Pom | O-18229-00
O-18344-00 | Capping VCM200 - Roller trimmer D=48X18 inclination=7 for alucap D=20; ; ; | O-18344-00
O-18345-00 | Silicon suction cup 01.11.16 PN: 202082; ; ; | O-18345-00
O-18345-00 | Silicon suction cup 01.11.16 PN: 202082; ; ; | O-18345-00
O-18346-00 | Tunnel ST1L - Junction (15x15mm L=23,5mm) CA system Tight Door; ; ; | O-18346-00
O-18347-00 | Tunnel ST1L - Silicone Inflatable Gasket AIRMATIC AIR 1055 MVQ Centre length:1312 mm; ; ; | O-18347-00
O-18348-00 | Tunnel ST1L - Connections AISI 304 - 1/8 Inch for Tunnel Inflatable Gasket Substitution Dia. Tube 6; ; ; | O-18348-00
O-18349-00 | Gas Spring Stabilus Lift-o-mat 065641 0500N; ; ; | O-18349-00
O-18350-00 | Oring EDM 100x105x2.5 mm | O-18350-00
O-18351-00 | Oring Silicone 3.1x19.4x25.6 mm | O-18351-00
O-18356-00 | General - Pipa SS 304 Ornament 2,5 inch Uk. 1.2mm x 6 Mtr; No Brand; ; 1 Pc = 1 Batang | O-18356-00
O-18388-00 | Membrane Valve PTFE/EPDM DN15 type 612 GEMU; ; ; | O-18388-00
O-18428-00 | Roda Vertikal Blind Runner and Spacer dan Cor d Driver Runner | O-18428-00
O-18445-00 | Tunnel ST1L - Oufeed Guide POM White | O-18445-00
O-18446-00 | General - Silicone Guide Infeed; Custom/Lokal; -; 1 Pc | O-18446-00
O-18447-00 | General - Silicone Guide Outfeed; Custom/Lokal; -; 1 Pc | O-18447-00
O-18455-00 | Clamp Selang SS304 7/8" (8-22mm); ; ; | O-18455-00
O-18456-00 | Oring Material Viton Dia. 170 x 6.99 mm | O-18456-00
O-18504-00 | Baut hexagonal ss M6x15mm+Mur+Ring; ; ; | O-18504-00
O-18559-00 | FD Lyofast 10 - Vacuum Regulating Valve EB22-00710 Disused:0248A-5000SV+1249A Replaced by:MKS_0248D,; ; ; | O-18559-00
O-18560-00 | FD Lyofast 10 - hydraulically Balanced Valve EB02-00595 Disused:CMB 20/T-N_FLUCOM Replaced by:M8596N; ; ; | O-18560-00
O-18686-00 | Autoclave Fedegari FVA2/A1 NB2963AT - DN6-8 CLAMP P/N: GM100029; ; ; | O-18686-00
O-18687-00 | Autoclave Fedegari FVA2/A1 NB2963AT - DN10/DN16 CLAMP P/N: GM100017; ; ; | O-18687-00
O-18688-00 | Autoclave Fedegari FVA2/A1 NB2963AT - DN20/DN22 CLAMP P/N: GM100067; ; ; | O-18688-00
O-18690-00 | Autoclave Fedegari FVA2/A1 NB2963AT - DN48/DN50 CLAMP P/N: GM100049; ; ; | O-18690-00
O-18691-00 | Autoclave Fedegari FVA2/A1 NB2963AT - DN6 Blind CAP P/N: PM101233; ; ; | O-18691-00
O-18692-00 | Autoclave Fedegari FVA2/A1 NB2963AT - DN10 Blind CAP P/N: PM102746; ; ; | O-18692-00
O-18693-00 | Autoclave Fedegari FVA2/A1 NB2963AT - DN16 Blind CAP P/N:PM102747; ; ; | O-18693-00
O-18694-00 | Autoclave Fedegari FVA2/A1 NB2963AT - DN22 Blind CAP P/N: PM102748; ; ; | O-18694-00
O-18775-00 | General - Round Bar SS 8 MM; ; ;; -; -; 1 Pc | O-18775-00
O-18827-00 | Side Arms kit; Sanco; P/N : EPT012551; | O-18827-00
O-18870-00 | Oring Silicone Merah 18.4x13x2.7 mm; ; ; | O-18870-00
O-18876-00 | Oring Silicone Merah 40.6x37x1.8 mm; ; ; | O-18876-00
O-18878-00 | Filling VFM100 - Load Cell Bridge Holder; ; ; | O-18878-00
O-18890-00 | Freeze Dryer MBE1207 - SV102 Valve body 032L1212(Replace the old model 032F1212) EVR6 3/8 Inch p/n:; DANFOSS; ; | O-18890-00
O-18891-00 | Freeze Dryer MBE1207 - SV102 Coil 018F6857 DC24V p/n: EB15-00306; DANFOSS; ; | O-18891-00
O-18892-00 | Freeze Dryer MBE1207 - MV1161 Receiver Valve, 1/4 Inch SAE Flare 1/4 Inch NPT Direct p/n: EB15-00321; ; ; | O-18892-00
O-18893-00 | Freeze Dryer MBE1207 - MV1250 Angle Valve 1x3/4 Inch-12UNF 1x3/8 Inch ODF p/n:EB15-00755; BITZER; ; | O-18893-00
O-18897-00 | Oring Silicone 50x39.4x5.3 mm; ; ; | O-18897-00
O-18912-00 | Freeze Dryer MBE1207 - Pneumatic Actuator 92-063-11300-532 Double Actuating P/n: EB14-00083; BRAY; ; | O-18912-00
O-18913-00 | Freeze Dryer MBE1207 - Valve Body S20 DN40 ANSI150 Flg BODY:CI DISC:316SS STEM 316SS P/n: EB14-00064; BRAY; ; | O-18913-00
O-18914-00 | Freeze Dryer MBE1207 - Valve Body S20 DN40 ANSI150 Flg BODY:CI DISC:316SS Mirror finish STEM 316SS P; ; ; | O-18914-00
O-18915-00 | Freeze Dryer MBE1207 - Pneumatic Actuator 93-0635FC-11300-532 P/n: EB14-00085; BRAY; ; | O-18915-00
O-18916-00 | Freeze Dryer MBE1207 - Valve Body S20 DN25 ANSI150 Flg BODY CI DISC:316SS STEM 316SS P/n: EB14-00063; BRAY; ; | O-18916-00
O-18917-00 | Freeze Dryer MBE1207 - OIL COOLING WATER REGULATOR 003N0107 AVTA15 G 1/2 Inch Kv=1.9m3/h Temperature; DANFOSS; ; | O-18917-00
O-18918-00 | Freeze Dryer MBE1207 - Oil Cooling Heat Exchanger B25THx20/1P-SC-S; SWEP; ; | O-18918-00
O-18929-00 | Freeze Dryer MBE1207 - FILTER Cartridge SANRONG FILTER ELEMENT for SFR487T Housing P/N : EDF16-01060; ; ; | O-18929-00
O-18961-00 | Capping VCM200 - Blade; ; ; | O-18961-00
O-18962-00 | Capping VCM200 - Adjuster Screw Blade; ; ; | O-18962-00
O-18963-00 | Capping VCM200 - Clamp Holder; ; ; | O-18963-00
O-18964-00 | Capping VCM200 - Holder; ; ; | O-18964-00
O-18965-00 | Capping VCM200 - Spring Head; ; ; | O-18965-00
O-18966-00 | Capping VCM200 - Ring Washer; ; ; | O-18966-00
O-18967-00 | Capping VCM200 - Washer A; ; ; | O-18967-00
O-18968-00 | Capping VCM200 - Washer B; ; ; | O-18968-00
O-18987-00 | Freeze Dryer MBE1207 - Oil Compressor RL 46H @5 Liter; EMKARATE; ; | O-18987-00
O-19003-00 | Misumi - Oil Free Bush JZF8-6; ; ; | O-19003-00
O-19005-00 | Misumi - Linear Shaft PSFAA8-46-F11-P6-M3-N3; ; ; | O-19005-00
O-19039-00 | Vent Filter Feed Water Tank; KA1V002PV3; KP 1 Emflon II Capsule 0.2 m; KLEENPAK; PALL; ; | O-19039-00
O-19072-00 | cRABS Z064CR - Vibrating Screen 15 Micron (905x570mm) x (935x615mm) + Frame 3mm Material: SS316; ; ; | O-19072-00
O-19073-00 | cRABS Z064CR - Vibrating Screen 15 Micron (570x900mm) x (610x935mm) + Frame 3mm Material: SS316; ; ; | O-19073-00
O-19074-00 | cRABS Z064CR - Vibrating Screen 15 Micron (520x570mm) x (615x555mm) + Frame 3mm Material: SS316; ; ; | O-19074-00
O-19075-00 | cRABS Z064CR - Vibrating Screen 15 Micron (645x565mm) x (610x670mm) + Frame 3mm Material: SS316; ; ; | O-19075-00
O-19076-00 | cRABS Z064CR - Vibrating Screen 15 Micron (510x725mm) x (540x770mm) + Frame 3mm Material: SS316; ; ; | O-19076-00
O-19077-00 | Autoclave Fedegari FVA2/A1 NB2963AT - Gasket Safety Valve; ; ; | O-19077-00
O-19141-00 | Fitting Pneumatic QS 6mm x 1/8 inch Female; ; ; | O-19141-00
O-19145-00 | UPS Riello - Type Sentinel Pro SEP2200 Capacity : 2.2 KVA; ; ; | O-19145-00
O-19162-00 | Shaft Pengunci AlphaPort; Lokal; ; | O-19162-00
O-19164-00 | LINEAR SHAFT PSSFG12-306; Misumi; ; | O-19164-00
O-19211-00 | Freeze Dryer MBE1207 - Thermal Expansi Valve TE 2 3/8 Inch (In)1/2 Inch (Out) 068Z3411; Danfoss; ; | O-19211-00
O-19212-00 | Freeze Dryer MBE1207 - Orifice No. 03 068-2006; Danfoss; ; | O-19212-00
O-19213-00 | Freeze Dryer MBE1207 - Orifice 04 for Expansi Valve TE5 067B2792; Danfoss; ; | O-19213-00
O-19214-00 | Freeze Dryer MBE1207 - Expansi Valve TE 5 067B3343 R404A/R507; Danfoss; ; | O-19214-00
O-19255-00 | Spring Tekan SS304 ID 10mm, OD 16mm, Tebal 3mm, Panjang 71.35mm; ; ; | O-19255-00
O-19256-00 | Grendel Pintu Sliding Stanless Steel; ; ; | O-19256-00
O-19287-00 | Minihelic Differensial Pressure Gauge Model 2-5000-2KPA; Dwyer; ; | O-19287-00
O-19288-00 | Gasket Gloves Leak Tester Port Mixing; GEMA; ; | O-19288-00
O-19339-00 | Oring 2,5x6x11 mm, Material EPDM; ; ; | O-19339-00
O-19340-00 | Washing RAR4 - Guide Rell Outfeed, Machining Plate Material Pom Putih; ; ; | O-19340-00
O-19341-00 | Washing RAR4 - Set Giude Rell Outfeed, Machining Plate Material Pom Putih; ; ; | O-19341-00
O-19342-00 | Washing RAR4 - Pendorong Pusher Outfeed, Machining Plate Material Pom Putih; ; ; | O-19342-00
O-19343-00 | General - HEPA filter H14 minipleat, size: 915x762x69 Class (EN 1822)- 99,995% MPPS; Hencolin; -; 1 Pc | O-19343-00
O-19344-00 | HEPA filter minipleat, size: 762x610x69 Class (EN 1822) : H14 - 99,995% MPPS; ; ; | O-19344-00
O-19345-00 | General - Minipleat filters panel F781, size: 610x305x292 Class (EN 1822) : H14 - 99,995% MPPS; Hencolin; -; 1 Pc | O-19345-00
O-19346-00 | HEPA filter minipleat, size: 1220X610X93 H14; ; ; | O-19346-00
O-19347-00 | HEPA filter minipleat, size: 1220X610X93 H13; ; ; | O-19347-00
O-19348-00 | Flow Sensor for Aerosol Photometer ATI 2i PN: 5300167; ; ; | O-19348-00
O-19350-00 | Filter LSC For Aerosol Photometer ATI 2i PN: 5500180; ; ; | O-19350-00
O-19372-00 | Washing RAR4 - Needle PW, OD.15mmx123mm, Material SS 319; ; ; | O-19372-00
O-19372-00 | Washing RAR4 - Needle PW, OD.15mmx123mm, Material SS 319; ; ; | O-19372-00
O-19373-00 | Washing RAR4 - Guide Vial Turn Table, OD.161mm x tebal 12mm, Material Nylon; ; ; | O-19373-00
O-19379-00 | Oli Refrigeration; Xaerus; XR 534-46; | O-19379-00
O-19380-00 | Minipleat filters panel F781, size: 610x610x292 Class (EN 1822) : H14 - 99,995% MPPS; Hencolin; ; | O-19380-00
O-19381-00 | General - HEPA filter H14 minipleat, size: 305x305x69 Class (EN 1822)- 99,995% MPPS; Hencolin; -; 1 Pc | O-19381-00
O-19382-00 | HEPA filter minipleat, size: 457x610x69 Class (EN 1822) : H14 - 99,995% MPPS; Hencolin; ; | O-19382-00
O-19383-00 | HEPA filter minipleat, size: 762x457x69 Class (EN 1822) : H14 - 99,995% MPPS; Hencolin; ; | O-19383-00
O-19384-00 | HEPA filter minipleat, size: 203x203x69 Class (EN 1822) : H14 - 99,995% MPPS; Hencolin; ; | O-19384-00
O-19385-00 | HEPA FILTER 610 x 610 x 305 Class: F9 - 90-95%; Hencolin; ; | O-19385-00
O-19386-00 | HEPA FILTER 610 x 610 x 305 Class: H14 - 99,999%; Hencolin; ; | O-19386-00
O-19387-00 | HEPA filter minipleat, size: 610X610X69 H14; Hencolin; ; | O-19387-00
O-19388-00 | HEPA filter minipleat, size: 610X610X93 H14; Hencolin; ; | O-19388-00
O-19389-00 | HEPA filter minipleat, size: 610X305X93 H14; Hencolin; ; | O-19389-00
O-19390-00 | HEPA filter minipleat, size: 610X610X93 H13; Hencolin; ; | O-19390-00
O-19391-00 | HEPA filter minipleat, size: 610X305X93 H13; Hencolin; ; | O-19391-00
O-19392-00 | HEPA filter minipleat, size: 305X305X93 H13; Hencolin; ; | O-19392-00
O-19393-00 | Marchesini MA155 - BOCC. Scorrim. Antirotaz. D. 12 Bushing; ; A108121820; | O-19393-00
O-19394-00 | Marchesini MA155 - Testina Spingitore Head at Size; ; 3M0YI010003; | O-19394-00
O-19395-00 | Marchesini MA155 - STGM. Lama-Portalama Pusher Blade; ; 3M0YI040010; | O-19395-00
O-19396-00 | Capping VCM200 - Bracket Dudukan Sensor; ; ; | O-19396-00
O-19419-00 | Oli Vacuum Pump 330ml; Value; ; | O-19419-00
O-19422-00 | Baut Hexagonal SS304 M4 X 30mm+Mur+Ring; ; ; | O-19422-00
O-19423-00 | Baut Hexagonal SS304 M6 X 30mm+Mur+Ring; ; ;; ; ; | O-19423-00
O-19424-00 | General - Baut Hexagonal, SS 304, M6 x 20 mm + Mur + Ring; No Brand; -; 1 pcs | O-19424-00
O-19425-00 | Baut SS L M6 x 30 mm + Mur + Ring; ; ;; ; ; | O-19425-00
O-19426-00 | Baut SS L M3 x 20 mm + Mur + Ring; ; ;; ; ; | O-19426-00
O-19427-00 | General - Baut L, SS, M3 x 30 mm + Mur + Ring; No Brand; -; 1 pcs | O-19427-00
O-19428-00 | Baut SS L M4 x 20 mm + Mur + Ring; ; ;; ; ;; ; ; | O-19428-00
O-19429-00 | General - Baut L, SS, M4 x 10 mm + Mur + Ring; No Brand; -; 1 pcs | O-19429-00
O-19430-00 | General - Baut L, SS, M5 x 20 mm + Mur + Ring; No Brand; -; 1 pcs | O-19430-00
O-19431-00 | General - Baut L, SS, M8 x 30 mm + Mur + Ring; No Brand; -; 1 pcs | O-19431-00
O-19432-00 | Baut SS L M8 x 20 mm + Mur + Ring; ; ;; ; ;; ; ; | O-19432-00
O-19510-00 | Reducer Tembaga 1 5/8 Inch x 1 3/8 Inch; Lokal; ; 1 Pcs | O-19510-00
O-19511-00 | Reducer Tembaga 1 3/8 Inch x 7/8 Inch; Lokal; ; 1 Pcs | O-19511-00
O-19512-00 | Gasket Uk. 1,5 mm x 100 cm x 100 cm; Klingersil; C-4400; | O-19512-00
O-19521-00 | Ball Valve 7/8 inch; Castel; ; | O-19521-00
O-19588-00 | Press Gauge 0-250 psi, Dia 2,5 inch, Drat 1/4 inch; No Brand; ; | O-19588-00
O-19589-00 | Press Gauge 0-500 Psi, Dia 2.5 Inch, Drat 1/4 Inch; No Brand; ; | O-19589-00
O-19590-00 | Manifold Gauge, Hose 1.5 mtr; Tasco; ; | O-19590-00
O-19591-00 | Grease for High Vacuum GR AR555; Kluber; ; | O-19591-00
O-19678-00 | Printhead Engine 60 Micron; ; P/N : 399-422; | O-19678-00
O-19679-00 | Part Lock Autoclave OD dia 12, p 55, material kuningan; Custom; ; | O-19679-00
O-19680-00 | Oring EPDM 5,02 x 19,58 x 29,51 mm; Custom; ; | O-19680-00
O-19685-00 | Coupling HRC Complete; STARKZ; 090FF; | O-19685-00
O-19686-00 | Rubber Coupling HRC; Lokal; ; | O-19686-00
O-19687-00 | Tapper Bush Uk. 1108x16 mm; Lokal; ; | O-19687-00
O-19688-00 | Spares Kit Motor Replacement GV80; Edwards; P/N : A70212805; | O-19688-00
O-19689-00 | Routine Maintenance Kit GV80; Edwards; P/N : A70212825; | O-19689-00
O-19690-00 | Per Tekan SS304 ID 3,5 x OD 4,5 x P 53,5 mm; Lokal; ; | O-19690-00
O-19691-00 | Capping VCM200 - Dudukan Sensor Counter 105 x 85 x 20 mm; Custom; ; | O-19691-00
O-19692-00 | Capping VCM200 - Box Counter SS 304 130 x 150 x 165 mm; Custom; ; | O-19692-00
O-19693-00 | Bracket Dudukan Sensor Zometa 20 x 20 x 42 mm; Custom; ; | O-19693-00
O-19740-00 | HB Series H13 99,99%, on 0.3 Micron, Size 592 x 592 x 292 mm; IAF; ; | O-19740-00
O-19777-00 | Freeze Dryer MBE1207 - Silicone O-ring 243x5.3 for main valve bellows; ; EB41-00314; | O-19777-00
O-19779-00 | Part Tunnel Qualifikasi Uk. 735x 450x 245, Material SUS 304; Custom; ; | O-19779-00
O-19780-00 | Stand Print Head Video Jet Uk. 1248 x 1165 mm Material SUS 304; Custom; ; | O-19780-00
O-19781-00 | Shaft Bearing Rod End Pusher Cartoning M6 x 110 Material SUS 304; Custom; ; | O-19781-00
O-19782-00 | Shaft Pusher Cartoning Marchesini Uk. 16 x 530; Custom; ; | O-19782-00
O-19783-00 | Washing RAV4 - Strainer Drain Recycle Tank Uk 32 x 30 Material SUS 304; Custom; ; | O-19783-00
O-19784-00 | Wadah Vial 6 R Uk. 48x 115x 285 Material Akrilik; Custom; ; | O-19784-00
O-19785-00 | Roda Trolley Autoclave Uk. 152,2 x 30 mm; Custom; ; | O-19785-00
O-19786-00 | Head Pusher Cartoning Uk. 15x 22x 51 mm Material SUS 304; Custom; ; | O-19786-00
O-19796-00 | Blind Plate for Clamp KF16 SS304; ; ; | O-19796-00
O-19797-00 | Dudukan Sensor Autoclave Material SUS 316L; Custom; ; | O-19797-00
O-19798-00 | Clamp Vacuum KF16 Alumunium; ; ; | O-19798-00
O-19810-00 | Freeze Dryer MBE1207 - Gasket Teflon Uk. 45x41x1.5; Custom; ; | O-19810-00
O-19822-00 | Flexible Front End 916 - (125.0 - 125.0) | O-19822-00
O-19829-00 | Pusher 50 H Cartoning | O-19829-00
O-19848-00 | Pneumatic ball valve_1 inch weldedWORCESTEREDF50-00196 | O-19848-00
O-19849-00 | Sabuk Tangki MixingCustom | O-19849-00
O-19861-00 | Bearing Cam Follower KR16-PP-AINA | O-19861-00
O-19862-00 | Capping VCM200 - Transfer Plate material SS304Custom | O-19862-00
O-19866-00 | Grill Fan (cover kipas) 12x12 cm | O-19866-00
O-19894-00 | Capping VCM200 - Guide Starwheel Vial Pom hitam 319x329x17 mm; Custom; ; | O-19894-00
O-19901-00 | Freeze Dryer MBE1207 - New Seat Valve Dia 36x22x7; Custom/Lokal; -; 1 pc | O-19901-00
O-19911-00 | CC600L Machine - Coil Evaporator Uk. 40 cm x 15 x 15, Material Tembaga; Custom/Lokal; -; 1 Unit | O-19911-00
O-19912-00 | Pipa N2 Mixing SUS 316 dia 1/2 & 1 inch, uk 248x50 mm; Custom; ; | O-19912-00
O-19953-00 | Dudukan Cover Motor 243x320x550 mm, Mat SUS 304; Custom; ; | O-19953-00
O-19954-00 | Dudukan Sensor Counter 2x100x100 mm, Mat. SUS 304; Custom; ; | O-19954-00
O-19981-00 | FD S/N MBE1207 - Proportional Directional Valve DSE3F-A08/11N-D12K1; Duplomatic; EB02-00380; | O-19981-00
O-19982-00 | FD S/N MBE1207 - Directional Valve XDC3C03N1FS42; Aron; ; | O-19982-00
O-19983-00 | FD S/N MBE1207 - Pneumatic Ball Valve WA 100DM G1/4 inch Double Action; ; EB14-00098; | O-19983-00
O-20026-00 | Freeze Dryer MBE1207 - Temperature Probe PT100 DIN 43760 316 SS Teflon AWG #26 Class A; Minco; S102037PM3R120; | O-20026-00
O-20040-00 | Mixing Tank Adam MV - Impeller Silicon Carbide SS 316L USM T10; Novaseptic; G10-015; | O-20040-00
O-20041-00 | Capping VCM200 - Bearing NKIA5902; INA; ; | O-20041-00
O-20093-00 | Washing RAR4 - Dudukan Selang WFI Washing 20x45x35; Custom/Lokal; ; 1 Pc | O-20093-00
O-20094-00 | Washing RAR4 - Plate Washing Spraying 166x20mm,; Custom/Lokal; ; 1 Pc | O-20094-00
O-20104-00 | General - Bearing 61926; SKF; ; 1 Pc | O-20104-00
O-20105-00 | General - Bearing 51104; SKF; ; 1 Pc | O-20105-00
O-20106-00 | General - Bearing 32011 X; SKF; ; 1 Pc | O-20106-00
O-20117-00 | General - Oil Seal TC 140x170x12; No Brand; ; 1 Pc | O-20117-00
O-20118-00 | General - Oil Seal TC 150x180x12; No Brand; ; 1 Pc | O-20118-00
O-20119-00 | General - Oil Seal TC 70x90x10; No Brand; ; 1 Pc | O-20119-00
O-20120-00 | General - Belt T10 840 25 MM; Optibelt; ; 1 Pc | O-20120-00
O-20211-00 | Freeze Dryer MBE1207 - FV401 Butterfly valve support 9611416470; Alfalaval; EB50-00047; 1 Pc | O-20211-00
O-20230-00 | Washing RAV4 - Black Arm Mat. SUS 304; Custom/Lokal; -; 1 Pc | O-20230-00
O-20231-00 | Washing RAV4 - Base Black Arm Mat. VCN; Custom/Lokal; -; 1 Pc | O-20231-00
O-20289-00 | Capping Machine - LACI PART & TUTUP SAMPING LEMARI (Plat SS304 Uk. 0.8 dan 1.2); Custom/Lokal; -; 1 Unit | O-20289-00
O-20292-00 | Strainer Machine - Strainer Crabs CR4 Capping 18X20 mm Custom/Lokal | O-20292-00
O-20294-00 | Autoclave - Oring 70 x 59 x 5.5 mm Viton Custom/Lokal - | O-20294-00
O-20296-00 | General - Rotating Pincer Pneumatik SMC MRHQ20D-180S-DIN00358 | O-20296-00
O-20297-00 | Autoclave Fedegari Fva/A1 - Oring Viton OD. 15 mm, ID. 15 mm, Tebal 2 mm Custom/Lokal - | O-20297-00
O-20298-00 | Marchesini Ma155 - Belt Conveyor PU UOUO 1120 x 75 x 1.1 mmE Custom/Lokal - | O-20298-00
O-20299-00 | Mixing Tank - Tatakan Sampling Duran 100 57 x 101,6 x 155 mm Custom/Lokal - | O-20299-00
O-20300-00 | Mixing Tank - Tatakan Sampling Duran 200 70 x 110 x 40 mm Custom/Lokal - | O-20300-00
O-20357-00 | General - Stand Display Timbangan Weighing Booth 120x50x1140 mm;Custom/Lokal; -; | O-20357-00
O-20396-00 | Autoclave Fedegari FOF5/9A - Tray Pelindung Kabel 30x40x900 mm Mat. SUS304;Custom/Lokal; -; | O-20396-00
O-20475-00 | Freeze Dryer MBE1207 - Oring Silicone 5x39x49 mm LPRV; Custom/Lokal; -; 1 pc | O-20475-00
O-20484-00 | Mixing Tank Adam - Tray Kabel 30x50x1000 mm; Custom/Lokal; -; 1 Pc | O-20484-00
O-20487-00 | General - Isolator Glove Smaller glove CSM (AS : E10330 Y 7 E4); Austar; ; 1 Pc | O-20487-00
O-20489-00 | General - Isolator Glove CSM Port size 10 Inch (AS : 97800 Y 8.5 E4 5); Austar; AU10Y1532/9AWN; 1 Pc | O-20489-00
O-20496-00 | General - Diaphragm Grade ER SQUARE Type A EPDM Diaphragm Screw; Saunders; DP008ER; 1 Pc | O-20496-00
O-20498-00 | General - Gearbox Naik Turun Turet; Bonfiglioli; VF30 P 7 B3; 1 Pc | O-20498-00
O-20499-00 | General - Gearbox Caps Chute; Bonfiglioli; VF44 P 7 B3; 1 Pc | O-20499-00
O-20500-00 | General - Main Motor Caping; Bonfiglioli; BE80B4; 1 Unit | O-20500-00
O-20501-00 | General - Gearbox Washing; Bonfiglioli; VF44 A 60 B5 B3; 1 Unit | O-20501-00
O-20502-00 | General - Gear Motor Infeed Caping; Bonfiglioli; VF30 P 20 P63 + BN63B 4; 1 Unit | O-20502-00
O-20503-00 | General - Gear Motor Rotary Tabel Washing; Bonfiglioli; VFR44 P 230 S44 B3 + BN44B 4; 1 Unit | O-20503-00
O-20504-00 | Mixing Tank Adam - Corong Mesin 10x1.5 inch Mat. SS 316; Custom/Lokal; -; 1 Pc | O-20504-00
O-20505-00 | Integrated Granulation Line - Oring Viton 2.5x64x69 mm, colour Black; Custom/Lokal; -; 1 Pc | O-20505-00
O-20506-00 | General - Gasspring 80-245mm shaft 8mm diameter cylinder 18mm; Stabilus; P/N : 084093; 1 Pc | O-20506-00
O-20552-00 | Marchesini MA155 - Toothed Belt 240 L 075 GUK; -; M660010218; 1 Pc | O-20552-00
O-20553-00 | Marchesini MA155 - Toothed Belt 390 L 050; -; C261390050; 1 Pc | O-20553-00
O-20554-00 | Marchesini MA155 - Spring Plate 21.4.0.1/0.368; -; M660010070; 1 Pc | O-20554-00
O-20555-00 | Marchesini MA155 - Lower Belt Shaft Complete, 21. 4. 0. 1/0 395K; -; M660010001; 1 Pc | O-20555-00
O-20556-00 | Marchesini MA155 - Upper Belt Shaft, 21. 4. 0. 1/0. 394K; -; M660010002; 1 Pc | O-20556-00
O-20557-00 | Marchesini MA155 - Combination Folding Roller, 21. 4. 0 1/0. 244; -; M660010009; 1 Pc | O-20557-00
O-20558-00 | Marchesini MA155 - Combination Folding Roller, 21. 4. 0. 1/0. 233; -; M660010009; 1 Pc | O-20558-00
O-20559-00 | Marchesini MA155 - Combination Folding Roller, 21. 4. 0. 1/0. 222; -; M660010007; 1 Pc | O-20559-00
O-20624-00 | Baut L SS304 M6x10mm + Nut; ; ; | O-20624-00
O-20626-00 | General - Spare Actuator for type 612 Size DN 10 - DN 20 (Seat Site MG 10); GEMU; 9612 10M 01TS; 1 Pc | O-20626-00
O-20645-00 | Integrated Granulation Line - Inflatable Seal CIP FC111VS DS=340.2mm Silicone Transparent | O-20645-00
O-20646-00 | Integrated Granulation Line - Inflatable Seal CIP FC111VS DS=117.2mm Silicone Transparent | O-20646-00
O-20647-00 | Integrated Granulation Line - Inflatable Seal CIP G281 S2F Dm=474mm Silicone Transparent | O-20647-00
O-20648-00 | Integrated Granulation Line - Inflatable Seal CIP G281 S2P Dm=286mm Silicone Transparent | O-20648-00
O-20649-00 | Integrated Granulation Line - Housing Seal MC DN 100 | O-20649-00
O-20650-00 | Integrated Granulation Line - Flap Disc Seal MC DN100 (2.M10.0110X) | O-20650-00
O-20651-00 | Integrated Granulation Line - Collar HC100 | O-20651-00
O-20652-00 | Integrated Granulation Line - Blowback Cone Seal PTFE | O-20652-00
O-20726-00 | Freeze Dryer MBE1207- Actuator Pnaumatic Valve 1 Inch + Switch Box; EB50-00667; Saunders; SG025SY0404ERNLRNYN-M2E2010; 1 Set | O-20726-00
O-20727-00 | Freeze Dryer MBE1207- Actuator Pnaumatic Valve 1.5 Inch + Switch Box; EB50-00668; Saunders; SG040SY0606ERNLRNYN-M2E2010; 1 Set | O-20727-00
O-20728-00 | Freeze Dryer MBE1207- Actuator Pnaumatic Valve 0.5 Inch + Switch Box; EB50-00678; Saunders; SG008SY0202ERNLRNYN-M2E2010; 1 Set | O-20728-00
O-20746-00 | Autoclave FOF5/9A - Oring Silicone 1.7x11x15 mm; Custom/Lokal; -; 1 Pc | O-20746-00
O-20747-00 | Autoclave FOF5/9A - Oring EPDM Model Gepeng 1.9x9.5x15 mm; Custom/Lokal; -; 1 Pc | O-20747-00
O-20748-00 | cRABS Z064CR - Cabinet Handle ENUX RAL 9005; Steriline; 1135571; 1 Pc | O-20748-00
O-20749-00 | General - Grease EP2 16 KG; Mobilux; -; 1 Pail = 16 Kg | O-20749-00
O-20750-00 | Marchesini MA155 - Tension Spring (Molla Frizione) 21401-0189; Steriline; M660010014; 1 Pc | O-20750-00
O-20751-00 | Marchesini MA155 - Roller Gripper Cartoning Uk. 13x6x6mm; Custom/Lokal; -; 1 Pc | O-20751-00
O-20814-00 | General - Spring Tekan Dia 2.5 x 15.5 x 71.3 mm, Mat. Steel; -; -; 1 Pc | O-20814-00
O-20841-00 | Bio Safety Cabinet - Cover Cable Instrument 1 Ukuran 0.8x1200x2400mm, Mat Plat SS304 0.33 lbr; Custom/Lokal; -; 1 Unit | O-20841-00
O-20842-00 | Bio Safety Cabinet - Cover Cable Instrument 2 Ukuran 0.8x1200x2400mm, Mat Plat SS304 0.42 lbr; Custom/Lokal; -; 1 Unit | O-20842-00
O-20843-00 | Bio Safety Cabinet - Cover Cable Instrument 3 Ukuran 0.8x1200x2400mm, Mat Plat SS304 0.67 lbr; Custom/Lokal; -; 1 Unit | O-20843-00
O-20857-00 | Washing RAR4 - Needle CA, OD 15 x 168 mm, Mat. SS316; Custom/Lokal; -; 1 Pc | O-20857-00
O-20859-00 | Marchesini MA155 - Leaflet Gripper; Marchesini; A920000005; 1 Pc | O-20859-00
O-20895-00 | Isolator - Pneumatic Gasket Front Door DICHT.PNEU. 1784X0724 MVQ; SKAN; 1015746; 1 Pc | O-20895-00
O-20896-00 | Isolator - Silicon Tube Pump 913.A016.016; SKAN; 1002902; 1 Pc | O-20896-00
O-20897-00 | Capping VCM200 - Oring Silicone 2.5 x 30.50 x 30.50; Custom/Lokal; -; 1 Pc | O-20897-00
O-20903-00 | Filling VFM100 - Base Plate Loadcell 163.5x28x4mm; Custom/Lokal; -; 1 Pc | O-20903-00
O-20904-00 | Filling VFM100 - Adapter Loadcell 30x30x4mm; Custom/Lokal; -; 1 Pc | O-20904-00
O-20905-00 | Filling VFM100 - Dudukan Piringan 30x14x9mm; Custom/Lokal; -; 1 Pc | O-20905-00
O-20910-00 | Isolator Machine - Pneumatic Gasket Transfer Door (Left + Right) DICHT.PNEU. 1784X0724 MVQ; SKAN; 1015668; 1 Pc | O-20910-00
O-20911-00 | Capping VCM200 - Format Part 6R Uk 15x275x478; Custom/Lokal; -; 1 Pc | O-20911-00
O-20912-00 | Capping VCM200 - Format Part 10R Uk 20x275x478; Custom/Lokal; -; 1 Pc | O-20912-00
O-20913-00 | General - Air Gripper; SMC; MHZJ2 20DS X43 X81B; 1 Pc | O-20913-00
O-20918-00 | cRABS Z064CR - Glove Port Pom White Uk: 227x310x15.25mm; Custom/Lokal; -; 1 Pc | O-20918-00
O-20950-00 | Capping VCM200 - Silicone Sucker 01.10.10; Steriline; 201119; 1 Pc | O-20950-00
O-20951-00 | cRABS Z064CR - Treaded Three Port Seat Valve VOBG320 3/4inch; Steriline; 28725; 1 Pc | O-20951-00
O-20952-00 | Freeze Dryer MBE1207 - Flexible Plate; Material = SUS316 L T= 1.2mm; Custom/Lokal; -; 1 Pc | O-20952-00
O-20953-00 | Washing RAR4 - Compact Cylinder (w/o Non Rotating); Univer; RP 200 016 0015; 1 Pc | O-20953-00
O-20982-00 | Autoclave FVA2/A1 - SILICONE GASKET FO-5 900X1300; Fedegari; PP600076; 1 Pc | O-20982-00
O-20983-00 | Bio Safety Cabinet - Cover Timbangan Presision Balance 3x167x237, Mat. Acrylic; Custom/Lokal; -; 1 Pc | O-20983-00
O-20992-00 | General - Spare Membrane diaphragm MA8 PTFE/EPDM; SED; 00210.190.508.51; 1 Pc | O-20992-00
O-20993-00 | Capping VCM200 - Base Starwheel Uk. 413 x 185 x T :15; Custom/Lokal; -; 1 Pc | O-20993-00
O-21007-00 | Filling VFM100 - Handle Manual Valve Hexagon 60x27; Custom/Lokal; -; 1 Pc | O-21007-00
O-21031-00 | General - Spare Working Diaphragm EPDM DN 10-20mm Type 612,625; Gemu; 600 10M 17; 1 Pc | O-21031-00
O-21032-00 | Washing RAR4 - Steel Ball / Gotri 2.5mm; -; -; 1 pck = 100pc | O-21032-00
O-21063-00 | General - POS10 Rod End Bearing Ulir kanan; -; -; 1 Pc | O-21063-00
O-21064-00 | General - POS10 Rod End Bearing Ulir kiri; -; -; 1 Pc | O-21064-00
O-21067-00 | Integrated Granulation Line - Bellow V3 MC DN100 L=292x2 EPDM White; GEA; 179947; 1 Pc | O-21067-00
O-21068-00 | Integrated Granulation Line - Inflatable Seal Filter Ring ER/ABB 1 Valve MK3 Size 2; GEA; 214261; 1 Pc | O-21068-00
O-21089-00 | Capping VCM200 - Oil Seal 20x28x4mm; NBR; -; 1 Pc | O-21089-00
O-21092-00 | EDM EDM1 - PNEUMATIC MEMBRANE VALVE 1/2' (DN15) 605 15 D 80 40 17 10/N 1536; -; 5189; 1 Pc | O-21092-00
O-21124-00 | Autoclave Service NA2247AU - O ring 15.47x3.53; Fedegari; CC150170; 1 Pc | O-21124-00
O-21125-00 | Autoclave Service NA2247AU - O ring 34.52x3.53; Fedegari; CC150171; 1 Pc | O-21125-00
O-21126-00 | cRABS Z064CR - Security PHOCELLS 7209 - plastic body; Protection P67; Receiver, max. di; Omron; E3FS-10DB4-P1 / E3FS-10LB-P1; 1 Pc | O-21126-00
O-21127-00 | Freeze Dryer Lyofast 10 - Sight Glass Seal Silicone O-ring OD 170,6 ID 160 Tebal 5.3; ; ; 1 Pc | O-21127-00
O-21151-00 | Washing RAR4 - Compact Cylinder ADN-20-25-I-P-A; Festo; 536246; 1 Pc | O-21151-00
O-21152-00 | Integrated Granulation Line - Alat Perata Sample 90x118 mm; Custom /Lokal; -; 1 Pc | O-21152-00
O-21153-00 | Blister TR100LT - Shaft Pengunci Forming 40x163 mm, Mat. VCN; Custom /Lokal; -; 1 Pc | O-21153-00
O-21154-00 | Blister TR100LT - Dudukan Forming 40x10 mm, Mat. VCN; Custom /Lokal; -; 1 Pc | O-21154-00
O-21155-00 | Videojet - Gutter Pump; Videojet; 399-171; 1 Pc | O-21155-00
O-21157-00 | Capsul Filling Z40 - Horizontal Directional Fork with Slotted Screw; -; 4378716097 & 4390415100M; 1 Pc | O-21157-00
O-21265-00 | Autoclave Service NA2247AU - Oring EPDM 3.5x69.7x76.8; Custom/Lokal; -; 1 Pc | O-21265-00
O-21275-00 | General - Tray Kabel Isolator Ukuran 35x35x700; Custom/Lokal; -; 1 Pc | O-21275-00
O-21284-00 | General - Isolator Gloves 000080 E10330 CNS 7 E3 5 Neoprene No Staining; Piercan; SG010138; 1 Pc | O-21284-00
O-21300-00 | Autoclave Service NA2247AU - Kit DN20-26 Mod. FC Valve Actuator; Fedegari; KS000028; 1 Pc | O-21300-00
O-21304-00 | Coating PLAB - Inflatable Silicone Sealing Ring; ; GDA040193; 1 Pc | O-21304-00
O-21305-00 | Coating PLAB - Directional Control Valve; SMC; VNA101A-F6A; 1 Pc | O-21305-00
O-21306-00 | Coating PLAB - Spare Kit; SMC; VN1-A3AA; ; ; 1 Pc | O-21306-00
O-21307-00 | Coating PLAB - Spare Kit; SMC; VN1-4AA; ; ; 1 Pc | O-21307-00
O-21308-00 | Autoclave Fedegari FVA2/A1 - Oring EPDM 3.7x20.8x28.2mm; Custom/Lokal; -; 1 Pc | O-21308-00
O-21327-00 | Freeze Dryer Lyofast 10 - Cover Block dia 50mm tebal 10mm, Mat. Kuningan; Custom/Lokal; -; 1 Pc | O-21327-00
O-21372-00 | Filling VFM100 - Pengunci Ventilator, UK : od.26,5mm x id.17mm x 46mm, Mat. POM White; Custom/Lokal; ; 1 Pc | O-21372-00
O-21374-00 | Tunnel ST1L - Socket Star Aktuator 14x11; -; -; | O-21374-00
O-21378-00 | Filling VFM100 - Cover Ion Shower 33x45x340 mm, Mat. SUS304; Custom/Lokal; -; 1 Pc | O-21378-00
O-21404-00 | General - Capstan Roller V Series EAS001201SP 32mm; Domino; SP-0069; 1 Unit | O-21404-00
O-21428-00 | PLAB Coating - Oring ID 51 OD 56 Tebal 2,5 EPDM; Custom/Lokal; -; 1 Pc | O-21428-00
O-21429-00 | Blister TR100LT - Teflon Forming 5689 ukuran 9.5x19; Custom/Lokal; -; 1 Pc | O-21429-00
O-21430-00 | Blister TR100LT - Teflon Forming 568 ukuran 11.5x19; Custom/Lokal; ; 1 Pc | O-21430-00
O-21433-00 | Marchesini MA155 - Metal Finger Sponda Trainante; Marchesini; 3M0YI000001; 1 Pc | O-21433-00
O-21434-00 | Marchesini MA155 - Metal Finger Sponda Contrasto; Marchesini; 3M0Y000002; 1 Pc | O-21434-00
O-21435-00 | Washing RAR4 - Drain Tunnel Washing Ukuran 100x1885mm, Mat. SUS304; Custom/Lokal; -; 1 Pc | O-21435-00
O-21436-00 | General - Roller Chain RS35-1 (Single) 3 meter; -; 0; 1 Pc | O-21436-00
O-21437-00 | Marchesini MA155 - Gas Spring; Misumi; FGSS15050B; 1 Pc | O-21437-00
O-21438-00 | Blister TR100LT - Filter Regulator; SMC; AW30-03G-D; 1 Pc | O-21438-00
O-21443-00 | Washing RAR4 - Ball Valve SS304 Ferrule End Size 1 Inch; -; -; 1 Pc | O-21443-00
O-21455-00 | Washing RAR4 - Ball Valve SS304 Ferrule End Size 3/4 Inch; -; -; 1 Pc | O-21455-00
O-21458-00 | Blistering TRL100LT - Cover Seluncur Blister Uk 56 x 235X 800 mm, Mat. SUS304; Custom/Lokal; -; 1 Pc | O-21458-00
O-21471-00 | Colamark - Spares Full Mechanism EAS00 1023SP; Domino; SP-0078; 1 Pc | O-21471-00
O-21473-00 | Washing RAR4 - Shaft Pusher Washing Ukuran 10 x 14 x 52 mm, Mat. SUS304; Custom/Lokal; -; 1 Pc | O-21473-00
O-21475-00 | Filling VFM100 - Seal Ferrule PTFE Virgin Food Grade 3/4 Inch; Custom/Lokal; -; 1 Pc | O-21475-00
O-21484-00 | General - Isolator Glove CSM Port size 9 Inch Length : 900 mm, Thick : 15mil/0.4mm; TRON; 9Y1535A0975; 1 Pc | O-21484-00
O-21485-00 | General - Isolator Glove CSM Port size 8 Inch Length : 800 mm, Thick : 15mil/0.4mm; TRON; 8Y1532A0975; 1 Pc | O-21485-00
O-21486-00 | General - Isolator Glove CSM Port size 10 Inch Length : 800 mm, Thick : 15mil/0.4mm; TRON; 10Y1532A0975; 1 Pc | O-21486-00
O-21487-00 | Colamark - Bracket/Dudukan Monitor Ukuran 3x100x410 mm; Custom/Lokal; -; 1 pc | O-21487-00
O-21488-00 | Colamark - Bracket/Dudukan Sensor Camera Ukuran 30x120x150mm; Custom/Lokal; -; 1 pc | O-21488-00
O-21592-00 | Mixing - Baut Pengunci Alphaport Ukuran 19x46 mm, Mat. SUS304; Custom/Lokal; -; 1 Pc | O-21592-00
O-21611-00 | Tabletting S250W - Cover Punch Hidrolik OD.30xID.20x54mm, Mat. Silicon Biru; Custom/Lokal; -; 1 Pc | O-21611-00
O-21648-00 | Autoclave Fedegari FVA2/A1 NB2963AT - DN16 Modulating Valve Spare Parts; Fedegari; KK000305; 1 Pc | O-21648-00
O-21649-00 | Autoclave Fedegari FVA2/A1 NB2963AT - Water Presence Probe Kit and OR Seal; Fedegari; KK000080; 1 Pc | O-21649-00
O-21650-00 | Mixing Tank Adam - Oring EPDM OD 25,4mm Tebal 3mm; Custom/Lokal; -; 1 Pc | O-21650-00
O-21703-00 | Filling VFM100 - Oring Silicone ID 6,96mm OD 10,34 Tebal 1,69mm; Custom/Lokal; -; 1 Pc | O-21703-00
O-21720-00 | General - Sleeves CSM 001642 M200/90 Y 550 E4 Bt5/5 Thikness 4/10; Piercan; SP010822; 1 Pc | O-21720-00
O-50000-00 | Lampu G4 20W 12 V Warm White Philips | O-50000-00
O-50578-00 | MARCHESINI ML616/MA155 - E32022021230 FOTOC.SSP/AP/1H (EX SSC/AP/1H); ; ; pc | O-50578-00
O-50697-00 | Autoclave Fedegari FOF / 6 AC - P/N. KK000304-KIT RICAMBI VALV.DN16 ON-OFF | O-50697-00
O-50698-00 | Autoclave Fedegari FOF / 6 AC - P/N. KK000301-KIT Ricambi Valv. DN10 ON-OFF | O-50698-00
O-50710-00 | MARCHESINI MA 255/155 - E32992000001 Foto. Riflettore RL 105 Diell ( Reflectore ) | O-50710-00
O-50826-00 | PCB, R, Detector, Airnet II P/N : 1000013676; ; ; | O-50826-00
O-50827-00 | General - Opto CapBT02T Operating Range 8 ppb - 60% O2 Sat P/N 30018857, Measured Pressure Resistance : 0-6 bar; Mettler Toledo; 30018857; 1 Pc | O-50827-00
O-50831-00 | Autoclave Fedegari FOF / 6 AC - P/N. CD240005 Pressure Switch PS3-AJR 0.8-1.1; ; ; | O-50831-00
O-50834-00 | Autoclave Fedegari FOF / 6 AC - P/N. GM805664 Pressure Transducer and Mouting Par Replaces CD230046; ; ; | O-50834-00
O-50854-00 | Overload Relay / LRD10 / 4-6A/Schneider; ; ; | O-50854-00
O-50863-00 | General - Relay 220-240 VAC; Omron; MY4N; 1 Pc | O-50863-00
O-50964-00 | General - Safety Relay PNOZ X3 24 VAC 24VDC 3n/o 1n/c 1so; PILZ; 774310; 1 Pc | O-50964-00
O-50994-00 | Battery kering 12V 7,2AH; ; ; | O-50994-00
O-51000-00 | Colamark - Print Head; Domino; EPP001359 SP; 1 Pc | O-51000-00
O-51071-00 | Mixing Tank Adam - Pressure Transmitter d trans P31 type: 402050/000 TN : 43010260 -1.5 bar rel, DC10..30V. 4..20mA 2-6 JUMO | O-51071-00
O-51157-00 | Fuse Keramik 6A 10x38; ; ; | O-51157-00
O-51177-00 | General - Pressure Switch type KP35 G1/4; Danfoss; -; 1 Pc | O-51177-00
O-51307-00 | Selector Switch 22mm On-Off XPB22-22A Fort; ; ; | O-51307-00
O-51308-00 | Push Button 22mm Green ABW111EP Fort; ; ; | O-51308-00
O-51309-00 | WAGO 750-333 I/O SYSTEM PROFIBUS DP/FMS-12 MBAUD-DPV1-COUPL | O-51309-00
O-51652-00 | Safety Sensor, Type : BNS 120-11z, 250mA, 3VA/W,100 VAC/DC,M12 x 1 K-ST; ; ; | O-51652-00
O-51653-00 | Kipas Panel Merk Rexnord, Model REC-22038 A2 VAC 220Hz 50/60 AMP-0.1; Rexnord; ; | O-51653-00
O-51675-00 | General - Pilz PNOZ X2.1 24 VAC/DC 2 n/o; Pilz; ID774306; 1 pc | O-51675-00
O-51677-00 | Fork Sensor brand SICK type WFL80-60B416 Part No: 6036833 (Steriline No : 22179 ) SICK | O-51677-00
O-51678-00 | Proximity Sensors M8, connector M12 PNP-NO, working distance 3mm 32,50 code IS-08-G1-S2, Part No : 9; ; ; | O-51678-00
O-51687-00 | Relay OMRON G2A-432A-N DC + socket Omron | O-51687-00
O-51698-00 | OMRON - Relay MY4Z 24VDC; ; ; | O-51698-00
O-51700-00 | KEYENCE AMPLIFIER SENSOR OPTICAL FIBER PNP, OUTPUT CONNECTOR M8 | O-51700-00
O-51701-00 | COIL FOR REFRIGERATION SOLENOID VALVES(DC24V) | O-51701-00
O-51702-00 | PRESSURE TRANSMITTER, HALSTRUP, MODEL: P; SENSOR/PIZ (2 WIRES) 0-250PA OUTPUT 4-20MA 24VDC PRECISION: +-1%;; SHEET NO. 465-03; SERIAL NO. KI391046 | O-51702-00
O-51703-00 | TEMPERATURE PROBE JUMO PT100 DOUBLE ELEMENTS, 6 WIRES, DIAMETER 3MM; LENGTH 350MM; RANGE -50/600?C; PRECISION CLASS A (IEC751-2008); PART NO :25595; SILICONE CABLE LENGTH 10M; SHEET NO. 393-04 (TE31) 393-03 (TE32) | O-51703-00
O-51704-00 | PRESSURE TRANSMITTER ;HALSTRUP ; 0-100PA OUTPUT 4-20 MA 24VDC PRECISION:+-1%; MODEL: P-SENSOR-PIZ (2 WIRES); SHEET NO. 466-02;SERIAL NO. AA030269; | O-51704-00
O-51705-00 | DOOR CLOSED MICROSWITCH SIDE 1; F2.1 ; | O-51705-00
O-51706-00 | DRAIN TEMPERATURE PROBE ; TE1/TE1R ; | O-51706-00
O-51707-00 | ELECTROPNEUMATIC PRESSURE CONVERTER; COP | O-51707-00
O-51708-00 | ELECTROVALVE 1/4'' GAS FF 24V DC N.C. HIGH TEMPERATURE DP GAS AND LIQUID 0?8BAR | O-51708-00
O-51709-00 | ELECTROVALVE 3/4GAS FF 24V DC N.C.COMPOSED BY:BODY NC 3/4 NBR FOR FLUIDS, COIL U1 5VA 24VDC ZB10A | O-51709-00
O-51710-00 | ELECTRO-VALVE FOR DOOR LOCK/UNLOCK SIDE 1; EV30 ; | O-51710-00
O-51711-00 | ELECTRO-VALVE FOR PV WATER ; E21 ; | O-51711-00
O-51712-00 | ELECTRO-VALVE FOR VP1 ; E1 ; | O-51712-00
O-51713-00 | ELECTRO-VALVE FOR VP10 ; E10 ; | O-51713-00
O-51714-00 | ELECTRO-VALVE FOR VPX; EX ; | O-51714-00
O-51715-00 | ELECTRO-VALVE FOR VPZ; EZ ; | O-51715-00
O-51716-00 | POSITION SENSOR, DATA LOGIC; DIA.12MM, UNSHIELDED STANDARD HOUSING, 10-30 VDC PNP NC, M12 CONNECTION | O-51716-00
O-51717-00 | FILLING PUMPS ROTATION CLUTCH SENSOR ; DATA LOGIC; SENSOR DIA. 12MM, 10-30 VDC PNP NC, M12 CONNECTION | O-51717-00
O-51718-00 | FORK SENSOR MODEL WFL80-60B416; CONNECTOR M8 4PIN, PNP-NPN, TEACH-IN; FORK DEPTH: 60MM FORK HIGHT: 80MM; | O-51718-00
O-51719-00 | FUSES(250V,2A,VDE CERTIFICATE) | O-51719-00
O-51720-00 | I/P CONVERTER TYPE 6126; PART NO :CJ030010 | O-51720-00
O-51721-00 | PROXIMITY SENSOR, DATALOGIC M8 FLUSH 2X PNP NC IS-08-G2-S1 | O-51721-00
O-51722-00 | PROXIMITY SENSOR, DATALOGIC M12 NON FLUSH SHORT PNP NO IS-12-D1-S2 | O-51722-00
O-51723-00 | PROXIMITY SENSOR, DATALOGIC M12 FLUSH SHORT 2X PNP NO IS-12-G1-S2 | O-51723-00
O-51724-00 | PROXIMITY SENSOR, DATALOGIC M12 NON FLUSH SHORT | O-51724-00
O-51725-00 | INVERTER MICROMASTER 3 PHASE PART NO :6008 | O-51725-00
O-51726-00 | PROXIMITY SENSORS, DATALOGIC M8, CONNECTOR M12 PNP-NO, WORKING DISTANCE 2MM | O-51726-00
O-51727-00 | MINIATUR RELAY 24VDC : PHOENIX (24VDC : PHOENIX) | O-51727-00
O-51728-00 | NITROGEN PRE-GAS FLOW CHECK SENSOR ; TURCK / UPROX ;SENSOR NO 10-30 VDC, 200MA | O-51728-00
O-51729-00 | PHOTOCELL SIDE 1; FCE1 ; | O-51729-00
O-51730-00 | POWER SUPPLY MODULE BASE X20BM01(100-240 AC/24DC) | O-51730-00
O-51731-00 | PRESSURE TRANSMITTER; GEFRAN 0-10 BAR; PRECISION 0,25% FS; OUTPUT 4/20 MA, 24VDC, 2-WIRES; CONTACT MATERIAL: AISI 316L; INOX 1 1/2 TRI-CLAMP; ELECTRICAL CONNECTION: 5-PIN - M12X1; IP67; SERIAL NO. 12210291 | O-51731-00
O-51732-00 | PROXIMITY SENSOR OMRON TYPE: E2E-X5F1-M1 | O-51732-00
O-51733-00 | PROXIMITY SENSOR; DATALOGIC M8 FLUSH 2X PNP NC; | O-51733-00
O-51734-00 | PROXIMITY SENSOR, DATALOGIC M12 FLUSH SHORT 2X PNP | O-51734-00
O-51735-00 | SENSOR OPTICAL FIBER, KEYENCE PNP OUTPUT CONNECTOR M8 FS-V31CP AMPLIFIER ; | O-51735-00
O-51736-00 | SENSOR PROXIMITY M12 FLUSH SHORT PNP | O-51736-00
O-51737-00 | SENSOR PROXIMITY M12 FLUSH SHORT PNP NO ; DATA LOGIC | O-51737-00
O-51738-00 | SENSOR PROXIMITY ,SCHMERSAL ; BNS-260 FOR DOOR PART NO 14056 | O-51738-00
O-51739-00 | SENSOR PROXIMITY M12 NON FLUSH SHORT PNP | O-51739-00
O-51740-00 | SENSOR PROXIMITY M12 NON FLUSH SHORT PNP NO ; DATA LOGIC | O-51740-00
O-51741-00 | SENSOR SUHU PT100 4 M | O-51741-00
O-51742-00 | SENSOR SUHU 2 x PT100 (DUPLEX), Jumo type 902810/13 Dia probe 6 mm, probe lenght 150 mm, conection threaded dia 29,1 mm. range temp. -15 ~ 150 oC. | O-51742-00
O-51743-00 | SENSOR TEMPERATUR PT100 7 METER 4 WIRE PART NO :PM600083 | O-51743-00
O-51744-00 | SENSOR TEMPERATUR PT100 7 METER 8 WIRE; PART NO :PM600084 | O-51744-00
O-51746-00 | SENSOR NO 10-30 VDC, 200MA; NITROGEN POST-GAS FLOW CHECK SENSOR ; | O-51746-00
O-51747-00 | TEMPERATURE PROBE ;PRODUCT ; TE2/TE2R ; | O-51747-00
O-51748-00 | TEMPERATURE SENSOR ; JUMO 902810 /13 ; RTD temperature probe with terminal head : -15 samapai 150 ?C : SS 316L | O-51748-00
O-51749-00 | VIALS MAXIMUM LOAD SENSOR ; KEYENCE ; AMPLIFIER SENSOR OPTICAL FIBER PNP OUTPUT CONNECTOR M8 code: FS-V31CP; | O-51749-00
O-51750-00 | PHOTOCELL SENSOR WITH REFLECTOR PZ-G62CP WITH R-5 Code: PZ-G62CP+R-5 | O-51750-00
O-51755-00 | Connector VGA male plug breakout terminal connector 15 Pin Socket VGA; ; ; | O-51755-00
O-51767-00 | WAGO 750-530 8-CHANNEL DIGITAL OUTPUT MODULE STD PACK; ; ; | O-51767-00
O-51768-00 | WAGO 750-513 2-CHANNEL RELAY OUTPUT MODULE STD PACK; ; ; | O-51768-00
O-51769-00 | WAGO 750-430 8-CHANNEL DIGITAL INPUT MODULE STD PACK; ; ; | O-51769-00
O-51770-00 | WAGO 750-602 SUPPLY MODULE STD PACK; ; ; | O-51770-00
O-51771-00 | WAGO 750-501 2-CHANNEL DIGITAL OUTPUT MODULE STD PACK | O-51771-00
O-51772-00 | WAGO 750-402 4-CHANNEL DIGITAL INPUT MODULE STD PACK | O-51772-00
O-51773-00 | WAGO 750-550 2-CHANNEL ANALOG OUTPUT MODULE STD PACK; ; ; | O-51773-00
O-51774-00 | WAGO 750-472 2-CHANNEL ANALOG INPUT MODULE STD PACK | O-51774-00
O-51775-00 | WAGO 750-461 2-CHANNEL ANALOG INPUT MODULE STD PACK: 1EA; ; ; | O-51775-00
O-51777-00 | Isoloator glove code: M200/90 Y 550 E4; ; ; | O-51777-00
O-51793-00 | Pneumatic Actuator Double Acting-063 Festork; ; ; | O-51793-00
O-51793-00 | Pneumatic Actuator Double Acting-063 Festork; ; ; | O-51793-00
O-51794-00 | Recorder Type KRN1000-0801-0S Autonics; ; ; | O-51794-00
O-51813-00 | Digital Timer Switch Simplexa 601 Theben Germany; ; ; | O-51813-00
O-51814-00 | Cable gland for temperature probe with D15mm; 64940; ; ; | O-51814-00
O-51815-00 | Digital probe for humidity and temperature; 64939; ; ; | O-51815-00
O-51816-00 | Trasmitter for temperature probe HC2-xxx-EX; 64938; ; ; | O-51816-00
O-51817-00 | Temperature probe model PT100; double elements, 6 wires,diameter 3mm, length 100mm.Total silicone ca; ; ; | O-51817-00
O-51818-00 | RTD - Single Element. Built according to directive 94/9/CE ATEX II 2GD Ex d IIC T6; Temperature Rang; ; ; | O-51818-00
O-51819-00 | Pressure transmitter -50/ +200 Pa output 4-20 mA 24VDC Precision: +-1%; Model: PIZ (2 wires); P/N :; ; ; | O-51819-00
O-51820-00 | Pressure transmitter 0-500 Pa output 4-20 mA 10-32VDC Precision:+-1%; Model: P-Sensor/PIZ (2 wires);; ; ; | O-51820-00
O-51821-00 | Pressure transmitter -100 / +100Pa output 4-20 mA 24VDC Precision: +-1% ; Model: PIZ (2 wires); P/N; ; ; | O-51821-00
O-51822-00 | Temperature probe model PT100 double element; double elements, 6 wires,diameter 3mm, length 350mm. M; ; ; | O-51822-00
O-51827-00 | Autoclave Fedegari FVA/A1 - RTD (Resistance thermometer device) PT100 Code PM600114; ; ; | O-51827-00
O-51837-00 | REED SWITCH WITH CONNECTOR M08; UNIVER; TYPE : DF 220 M08; ; ; | O-51837-00
O-51838-00 | Compact Cylinder (w/o Non Rotating); TYPE : RP 200 016 0015; ; ; | O-51838-00
O-51850-00 | General - Power Supply 220 VAC 12 VDC, 3 Ampere; -; -; 1 Pc | O-51850-00
O-51851-00 | Proximity Sensor Omron Type: E2E-X5F1-M1; ; ; | O-51851-00
O-51871-00 | Zenner Barier Pepperl + Fuchs Type Z788.H P/N : 71972; ; ; | O-51871-00
O-51873-00 | Cable Glad for 15mm EX Probes, Metric Thread M25 x 1,5 Model : AC1301-MEX; ; ; | O-51873-00
O-51874-00 | Wall Mount Probe With 140 mm Probe Length, Model : HC2-SM-EX; ; ; | O-51874-00
O-51875-00 | HF520-EX TRANSMITTER Model HF520-EX-DBX-XX1XX, DUCT MOUNT 15 x 130 mm, HUMIDITY RANGE 0-100 %RH, NO; ; ; | O-51875-00
O-51904-00 | Capasitor 50 mf 400 V; ; ; | O-51904-00
O-51911-00 | Monitoring Relay Three Phase Voltage; Siemens; Part No. 3UG4512-2BR20 B0091WEB9E; | O-51911-00
O-51912-00 | UHI RTD PT100 OHM Dia. 4,5X135mm, Duplex 2x4 wire, SS316L,PT100 Class A; ; ; | O-51912-00
O-51920-00 | General - Temperature sensor PT100, 4 wire, class AA, Duplex, c/w 10m silicon cable; Radix; RAC241-D-10-PN; 1 Pc | O-51920-00
O-51942-00 | Inverter Sinamics 1,1 kw 6SL3224-0BE21-1UA0; Siemens; ; | O-51942-00
O-51943-00 | Inverter Sinamics 1,5 kw 6SL3210-1PE16-1UL1; Siemens; ; | O-51943-00
O-51944-00 | Connector Plug for Profibus,Simatic DP 6ES7972-0BB12-0XA0; Siemens; ; | O-51944-00
O-51945-00 | Photo Sensor BRP3M-MDT Autonics | O-51945-00
O-51946-00 | Pressure Sensor Autonics Model PSAN-V01CPV-RC1/8 1unit | O-51946-00
O-51965-00 | IMA CLU EK2046 - Module MOXA IO Logic-E1214 p/n:6822921 | O-51965-00
O-51966-00 | Memory Card Compact Flash 16GB | O-51966-00
O-51967-00 | General - Solid State Relay 3-32 VDC - 330 VAC 25 A; Fotek; SSR 3-32; 1 Pc | O-51967-00
O-51986-00 | Flow Switch 1inch 220V; ; ; | O-51986-00
O-51996-00 | General - Pulsed DC Ionising Bar Hyperion 929IPS Length 325mm; Steriline; 1096041; 1 Pc | O-51996-00
O-51996-00 | General - Pulsed DC Ionising Bar Hyperion 929IPS Length 325mm; Steriline; 1096041; 1 Pc | O-51996-00
O-52001-00 | Contactor Merk. Schneider LC1D40A 220 V | O-52001-00
O-52050-00 | Seidenader MS30 - Reflection Light Scanner p/n:41-057703-00 | O-52050-00
O-52051-00 | Seidenader MS30 - Inductive Proximity Switch p/n:41-060180-00 | O-52051-00
O-52052-00 | Seidenader MS30 - Fiber Unit p/n:41-029961-00 | O-52052-00
O-52053-00 | Seidenader MS30 - Fiber Optic Receiver p/n:41-049166-00 | O-52053-00
O-52054-00 | Seidenader MS30 - Vwrm 8.8A p/n:41-062095-00 | O-52054-00
O-52055-00 | Seidenader MS30 - Laser Sensor p/n:41-044188-00 | O-52055-00
O-52056-00 | Seidenader MS30 - Laser Receiver p/n:41-052633-00 | O-52056-00
O-52057-00 | Seidenader MS30 - Vwrm 6.5A p/n:41-053926-00 | O-52057-00
O-52058-00 | Seidenader MS30 - Filter Pad p/n:41-027751-00 | O-52058-00
O-52059-00 | Seidenader MS30 - Servo Amplifier p/n:41-055670-00 | O-52059-00
O-52060-00 | Seidenader MS30 - Pressure Transducer 02-000416-71 SPTW-B2R-G14-A-M12 Festo | O-52060-00
O-52061-00 | Seidenader MS30 - Valve Terminal 12-000418-08 10P-10-8A-MP-R-Z-3NL3NL+U Festo | O-52061-00
O-52062-00 | Seidenader MS30 - Vaccumfilter 02-000418-28 VAF-PK-4 Festo | O-52062-00
O-52063-00 | Marchesini MA155 - Complete Remote Control Push Button p/n:E679519246 | O-52063-00
O-52064-00 | Marchesini MA155 - Contac Block for Open Contac ZB4 BZ101 Schneider | O-52064-00
O-52065-00 | Marchesini MA155 - Microswitch AZ 16-02 ZVK-M20-1762+B1 Schimersal | O-52065-00
O-52066-00 | Marchesini MA155 - Close Contact ZBE102 Schneider | O-52066-00
O-52067-00 | Marchesini MA155 - Contac Block for Closed Contac ZB4 BZ102 Schneider | O-52067-00
O-52068-00 | Marchesini MA155 - Additive Contact 3RV 2901-1E Siemens | O-52068-00
O-52069-00 | Marchesini MA155 - Magnet Thermal Switch 3RV20 11-1JA10 (7-10A) Siemens | O-52069-00
O-52070-00 | Marchesini MA155 - General Switch 3LD2 203-1TL51 32A Siemens | O-52070-00
O-52071-00 | Marchesini MA155 - DIioda 3RT2926-1ER00 Siemens | O-52071-00
O-52072-00 | Marchesini MA155 - Contactor 3RT 2326-1BB40 Siemens | O-52072-00
O-52073-00 | Marchesini MA155 - Relay MY2N-D2 Omron | O-52073-00
O-52074-00 | Marchesini MA155 - Power Supply Sitop Smart 6EP1-336-3BA00 AC120/230-DC24V/20A Siemens | O-52074-00
O-52075-00 | Marchesini MA155 - Cartidge Pompa Sticker MIDI-COAX XI40-3 C/Holder/SIL PIAB p/n:P663000222 | O-52075-00
O-52076-00 | Marchesini MA155 - Electro Valve 5/2 1/8inch T6 SY5120-5Y0-C6F-Q 24V CC SMC p/n:P258E05006 | O-52076-00
O-52077-00 | Marchesini MA155 - Solenoid Valve 5/2 1/4inch SY7120-5YO-02F-Q 24V CC SMC p/n:P258G05014 | O-52077-00
O-52078-00 | Marchesini MA155 - Electro Valve 5/2 M5 T.4 SY3120-5LOU-C4-Q 24V CC SMC p/n:P257605004 | O-52078-00
O-52079-00 | Marchesini MA155 - Electro Valve 3/2 1/8inch VT307-5DO1-01F-Q 24V.CC(EX EVT307) SMC p/n:P258902018 | O-52079-00
O-52080-00 | Marchesini MA155 - Module 4 out EL1904-0000 Beckhoff p/n:E500Z0704000 | O-52080-00
O-52081-00 | Marchesini MA155 - Module 4 In EL1904-0000 Beckhoff p/n:E500Z0703001 | O-52081-00
O-52082-00 | Marchesini MA155 - Module 16 Out Ethercat El 2809-0000 Beckhoff p/n: E500Z0204005 | O-52082-00
O-52083-00 | Marchesini MA155 - Module 16 In Ethercat El 1809-0000 Beckhoff p/n:E500Z0203005 | O-52083-00
O-52084-00 | Marchesini MA155 - Photocel YM22PA2 PNP Wenglor p/n:E32099824230 | O-52084-00
O-52085-00 | Marchesini MA155 - Optical Fibre CF/CB1-10 Diell p/n:E32982000003 | O-52085-00
O-52086-00 | Marchesini MA155 - Photocell FS1/OP-E PER Fibra (EX FS1/AP-E) Diell p/n:E32072021213 | O-52086-00
O-52087-00 | Marchesini MA155 - Photocell SS2/AP/1H Diell p/n:E32022022230 | O-52087-00
O-52088-00 | Marchesini MA155 - Photocell SSP/CP 1H NC (EX SSC/CP) Diell p/n: E32022022230 | O-52088-00
O-52089-00 | Marchesini MA155 - Photocell SSP/AP 1H NO Diell p/n:32022021230 | O-52089-00
O-52090-00 | Marchesini MA155 - Module IN 3,0ms+4OUT DIGIT.0,5A Ethercat EP 2308-0001 Beckhoff p/n:E500Z0405000 | O-52090-00
O-52091-00 | Marchesini MA155 - Module 8 IN Digit 3,0ms Ethercat 1008-0001 Beckhoff p/n:E500Z0403000 | O-52091-00
O-52092-00 | Marchesini MA155 - Proximity B60122POC5 B12 PNP-UL Selet p/n:E66075212523 | O-52092-00
O-52093-00 | Marchesini MA155 - Inverter E84 AVSCE 3712 SX0 1X230V 0,37KW Lenze p/n:E79324F40230 | O-52093-00
O-52094-00 | Marchesini MA155 - Driving Board SPD8NSE5 Ulethercat SBC p/n:E79667262931 | O-52094-00
O-52095-00 | Marchesini MA155 - Feeder Module EL9410-0000 Beckhoff p/n:E500Z0201000 | O-52095-00
O-52096-00 | Marchesini MA155 - Expansion Module EK1122-0000 Beckhoff p/n:E500Z0208002 | O-52096-00
O-52097-00 | Marchesini MA155 - Safety Logic Module EL6900-0000 Beckhoff p/n:E500Z0708000 | O-52097-00
O-52098-00 | Marchesini MA155 - Bus Module EK1100-0000 Beckhoff p/n:E500Z0208000 | O-52098-00
O-52099-00 | Seidenader MS30 - X2X Bus Transmitter B&R p/n:X20BT9400 | O-52099-00
O-52100-00 | Seidenader MS30 - Digital I/O Module B&R; X20DM9324 | O-52100-00
O-52101-00 | Seidenader MS30 - Power Supply Module B&R p/n:X20PS2100 | O-52101-00
O-52102-00 | Seidenader MS30 - Power Supply Module B&R p/n:X20PS9400 | O-52102-00
O-52103-00 | Seidenader MS30 - X20 Bus Controller B&R p/n:X20BC0083 | O-52103-00
O-52104-00 | Seidenader MS30 - Valve Terminal B&R p/n:7XV116.50-51 | O-52104-00
O-52105-00 | Seidenader MS30 - Analog Input Module B&R p/n:X20AI4632 | O-52105-00
O-52106-00 | Seidenader MS30 - Digital Output Module B&R p/n:X20DO9322 | O-52106-00
O-52107-00 | Seidenader MS30 - Digital Input Module B&R p/n:X20DI9371 | O-52107-00
O-52108-00 | Seidenader MS30 - Safety Output Module B&R p/n:X20SO2110 | O-52108-00
O-52109-00 | Seidenader MS30 - Acopos Multi 65 B&R p/n:8CVI088E1HCS0.00-1 | O-52109-00
O-52110-00 | Seidenader MS30 - Acopos Multi 65 B&R p/n:8CVI045E1HCS0.00-1 | O-52110-00
O-52111-00 | Seidenader MS30 - Connection Box B&R p/n:8CVE28000HC00.00-1 | O-52111-00
O-52112-00 | Seidenader MS30 - Power Ink V1/V2 Bus Controller B&R p/n:X67BC8321.L12 | O-52112-00
O-52113-00 | Seidenader MS30 - Safe Digital Mixed Module B&R p/n:X67SI8103 | O-52113-00
O-52114-00 | Seidenader MS30 - X20 Potential Distributor GND B&R p/n:X20PD0011 | O-52114-00
O-52115-00 | Seidenader MS30 - X20 Potential Distributor 24VDC B&R p/n:X20PD0012 | O-52115-00
O-52116-00 | Seidenader MS30 - Safety Input Module B&R p/n: X20SI9100 | O-52116-00
O-52117-00 | Seidenader MS30 - Acopos Multi 65 B&R p/n:80VD100PD.C000-01 | O-52117-00
O-52118-00 | Seidenader MS30 - Servo Amplifier B&R p/n:80VD100PD.C000-0 | O-52118-00
O-52119-00 | Seidenader MS30 - Digital Input Module B&R p/n:X20DI8371 | O-52119-00
O-52120-00 | Seidenader MS30 - Digital Signal Module B&R p/n:X20DS4389 | O-52120-00
O-52121-00 | Seidenader MS30 - Adder View Catx Switch 8 Port ADDER p/n:AVX1008IP | O-52121-00
O-52122-00 | Seidenader MS30 - Industrial Router 4 Port Switch MBConnect Line MDH816 | O-52122-00
O-52123-00 | Seidenader MS30 - Ethernet Swicht Etherwan p/n:EX95160-00B | O-52123-00
O-52124-00 | Seidenader MS30 - X2X Bus Transmitter B&R X20BT9100 | O-52124-00
O-52125-00 | Seidenader MS30 - Temperature Input Module B&R X20AT222 | O-52125-00
O-52126-00 | Seidenader MS30 - Safe Digital Mixed Module B&R X20SC2432; | O-52126-00
O-52127-00 | Seidenader MS30 - X20 Bus Contrroller B&R X20HB2880 | O-52127-00
O-52128-00 | Seidenader MS30 - Industrial PC B&R 5P91 p/n:401671.002-01 | O-52128-00
O-52129-00 | Seidenader MS30 - Power Supply B&R p/n:0PS080X3.10-01 | O-52129-00
O-52130-00 | Seidenader MS30 - Expansion Module B&R p/n:8BVE0500HW00.000-1 | O-52130-00
O-52131-00 | Seidenader MS30 - Power Supply Module B&R p/n:8B0C0320HW00.002-1 | O-52131-00
O-52132-00 | Seidenader MS30 - Power Supply Module B&R p/n:8BVP0220HW00.000-1 | O-52132-00
O-52133-00 | Seidenader MS30 - Back Feeding Throttle B&R p/n:8BVR0220H000.100-1 | O-52133-00
O-52134-00 | Seidenader MS30 - Hum Eliminator B&R p/n:8BVF0220H000.000-1 | O-52134-00
O-52135-00 | GMP Washer - Buzzer 24 VAC/DC 80 DB IP65 Werma p/n:10701075;013489 | O-52135-00
O-52136-00 | GMP Washer - Linear Actuator 24 VDC 50MM, AO-01/MR p/n:010458 | O-52136-00
O-52137-00 | GMP Washer - Limit Switch 1NO+1NC KME3S11 Lovato Electric p/n:010540 | O-52137-00
O-52138-00 | GMP Washer - Contactor 3P(3 NO)+1 NO+1 NC AC-3 9A 24VDCLC1D09BL Scheider p/n:013581 | O-52138-00
O-52139-00 | GMP Washer - Adjustable Themostat IMIT 70/210? C TR2540140/B p/n:012099 | O-52139-00
O-52140-00 | GMP Washer - Magnetic Sensor STEM S.R.L DIAM. 6, A0611AUEZ197L p/n:010297 | O-52140-00
O-52141-00 | GMP Washer - Pressure Switch MA-TER GP6-- +3/+5MB, SP7PY631.005 p/n:011371 | O-52141-00
O-52142-00 | GMP Washer - Depressure Switch MA-TER GV600-13/-20MB SP7PY6N1.010 p/n:011372 | O-52142-00
O-52143-00 | GMP Washer - Solenoid Valve Modulflex Monostable 24 VDC P2M1TDEE2C Parker p/n:045019 | O-52143-00
O-52144-00 | GMP Washer - Proximity Switch PNP M8 N.OSS3N203-G GIMATIC p/n:045006 | O-52144-00
O-52145-00 | GMP Washer - Pressure Switch0-0.25 Bar 0.045 Bar PSA-31 (0.045 Bar) Wika p/n:014032 | O-52145-00
O-52146-00 | GMP Washer - Magnetic Sensor M12 D12PMPTB196LA STEMS.R.L p/n:011830 | O-52146-00
O-52147-00 | GMP Washer - Differential Pressure Transmitter MS-111-LCD Dwyer p/n:012732 | O-52147-00
O-52148-00 | GMP Washer - Conductivity Sensor CLS54-ACS1022 E+H p/n:011983 | O-52148-00
O-52149-00 | GMP Washer - Conductivity Sensor CLS16-4C3A1R E+H p/n:010580 | O-52149-00
O-52150-00 | GMP Washer - Conductivity Transmitter CLM253-CS7110 24VAC/DC IP65 p/n:014078 | O-52150-00
O-52151-00 | GMP Washer - Pressure Transmitter 0-0.25 Bar SA-11 Wika p/n:010849 | O-52151-00
O-52152-00 | GMP Washer - Pressure Transmitter 0-6 Bar SA-11 Wika p/n: 012226 | O-52152-00
O-52153-00 | GMP Washer - Temperatur sensor TM411-1F2H4/125 E+H p/n:0110762 | O-52153-00
O-52154-00 | GMP Washer - I/O Module Intergratio PCD2.K520 Saia Burgess p/n:010762 | O-52154-00
O-52155-00 | GMP Washer - DI/DQ Module Simatic S7-1500 16X24CDV/16X24VDC/0 5A 6ES75231BL000AA0 Siemens p/n:013447 | O-52155-00
O-52156-00 | GMP Washer - AQ Module Simatic S7-1500 4XU/I ST 6ES75325HD000AB0 Siemens p/n:013510 | O-52156-00
O-52157-00 | GMP Washer - Front Connector Simatic S7-1500, Push-In, 40 Pin For 35mm 6ES75321BM000XB0 Siemens p/n:013511 | O-52157-00
O-52158-00 | GMP Washer - AI Module Simatic S7-1500 8XU/I/RTD/TC ST 6ES75317KF000AB0 Siemens p/n:013509 | O-52158-00
O-52159-00 | GMP Washer - Memory Card HMI SIimatic S7-1X00 4GB 6ES79548LC020AA0 Siemens p/n:012965 | O-52159-00
O-52160-00 | GMP Washer - Memory Card HMI SIimatic SD 2GB 6AV21818X000AX0 Siemens p/n:013888 | O-52160-00
O-52161-00 | GMP Washer - Relay 2 Contact PRSU2G 1/24V AC/DC 15233.2 Contaclip p/n:013069 | O-52161-00
O-52162-00 | GMP Washer - Relay 1 Contact PRCU 1/24V AC/DC 15508.2 Contaclip p/n:013070 | O-52162-00
O-52163-00 | GMP Washer - Thermostat 168? C 1NT08L-4288 KLIXON p/n:010144 | O-52163-00
O-52164-00 | GMP Washer - Contactor 3P (3 NO)+1 NO+1 NC AC-3 18A 24VCC LC1D18BL Schneider p/n:011310 | O-52164-00
O-52165-00 | GMP Washer - Emergency Stop Module XPSAF5130 24VAC/DC Schneider p/n:012133 | O-52165-00
O-52166-00 | GMP Washer - Thermal Magnetic Circuit Breaker C60N 3P 16A C UL/CSA 24468 Schneider: 011107 | O-52166-00
O-52167-00 | GMP Washer - Air Heating Element 230V 1300W DHEp/n:010459 | O-52167-00
O-52168-00 | GMP Washer - Inverter ATV312H037N4 0.37KW 380-500V 3P 50/60 Hz Schneider p/n:011370 | O-52168-00
O-52169-00 | GMP Washer - Thermal Magnetic Circuit Breaker 1.6-2.5A GV2ME07 Schneider p/n:010195 | O-52169-00
O-52170-00 | GMP Washer - Inverter ATV312HU22N4 2.2KW 380-500V 3P 50/60 Hz Schneider p/n:010179 | O-52170-00
O-52171-00 | GMP Washer - Thermal Magnetic Circuit Breaker 6-10A GV2ME14 Schneider p/n:010454 | O-52171-00
O-52172-00 | GMP Washer - Frontal Auxilari Contact 1NO/1NC GVAE1 Schneider p/n:010268 | O-52172-00
O-52173-00 | GMP Washer - Thermal Magnetic Circuit Breaker 4-6,3A GV2ME10 Schneider p/n:010460 | O-52173-00
O-52174-00 | GMP Washer - Fuse Omega Fusibiliti 5X20 3.15A/T S/IMQ COD COL BUSS-S506 ST520231 p/n:011332 | O-52174-00
O-52175-00 | GMP Washer - Adjustable Thermostat; 0/+60?C 1-NO KTS011 STEGO p/n:013565 | O-52175-00
O-52176-00 | GMP Washer - Microswitch Pizza Elettrica With Roller Plunger MK 1 NO/NC MKH11D17 p/n:010785 | O-52176-00
O-52177-00 | GMP Washer - Relay 208/480V PMV10A440 Lavato Electic SPA p/n:011152 | O-52177-00
O-52178-00 | GMP Washer - Power Supply Input:115/230VAC Output:24 VDC 7,5A,FLEX17024A Adelsystem p/n:011135 | O-52178-00
O-52179-00 | GMP Washer - Fuse Omega Fusibiliti 5X20 6,3A/T S/IMQ COD COL BUSS-S506 ST520263 p/n:010636 | O-52179-00
O-52180-00 | GMP Washer - Fuse Omega Fusibiliti 5X20 2A/T S/IMQ COD COL BUSS-S506 ST520263 p/n:011007 | O-52180-00
O-52181-00 | GMP Washer - Fuse Omega Fusibiliti 5X20 2A/T S/IMQ COD COL BUSS-S506 ST520263 p/n:010640 | O-52181-00
O-52182-00 | GMP Washer - Fuse Omega Fusibiliti 5X20 500mA/T S/IMQ COD COL BUSS-S506 ST520150 p/n:010638 | O-52182-00
O-52183-00 | Carton Sealer - Fuse 10A p/n:2890043 | O-52183-00
O-52184-00 | Conveyor System - Hub Switch TP-LINK TL-SF-1008D | O-52184-00
O-52185-00 | Conveyor System - Inverter ATV12H075M2 0.75KW 220V Scheider | O-52185-00
O-52186-00 | Conveyor System - Photoelectric Sensor E3FA-DN12 Omron | O-52186-00
O-52187-00 | Conveyor System - Amplifier E3X-HD11 Omron | O-52187-00
O-52188-00 | Conveyor System - Optical Sensor E32-CC200 Omron | O-52188-00
O-52189-00 | Conveyor System - Photoelectric Sensor RT318K/N-100.11 50108612 Leuze Electronics | O-52189-00
O-52199-00 | AC Semiconductor Controller RSC-AAM60 Carlo Gavazzi | O-52199-00
O-52200-00 | FESTO - Proximity Sensor SME-8M-DS-24V-K-0,3-M8D p/n: 543861; ; ; | O-52200-00
O-52207-00 | Filling VFM100 - Laser Photoelectric Sensor Head LV-S62 Keyence; ; ; | O-52207-00
O-52208-00 | Filling VFM100 - Laser Photoelectric Sensor (Amplifier) LV-N11CP Keyence | O-52208-00
O-52209-00 | Autoclave Fedegari FVA2/A1 NB2963AT - Safety Thermostat 169 deg C - 10K p/n: CD220008 | O-52209-00
O-52210-00 | Autoclave Fedegari FVA2/A1 NB2963AT - Level Transmitter code 15218 2m p/n: CD050024; ; ; | O-52210-00
O-52211-00 | Autoclave Fedegari FVA2/A1 NB2963AT - Valve Actuator 1/2 inch p/n: GM200563 | O-52211-00
O-52213-00 | Speed Controller GUA-C-90-A 220-240VAC CGM GUA SERIES | O-52213-00
O-52224-00 | Tunnel ST1L - Fuse Keramik 22x58 40A 200kA; ; ; | O-52224-00
O-52225-00 | Tunnel ST1L - Fuse Keramik 25A | O-52225-00
O-52229-00 | Inverter VLT Drive Danfoss-Type FC-051PK75T4E20H3XXCXXXSXXX spec: 0.75 Kw, 3x380-480 V 50/60Hz; ; ; | O-52229-00
O-52234-00 | Sensor Amplifier OBF502 IFM | O-52234-00
O-52240-00 | WAGO 750-623 Supply Modul Input 5-15 V | O-52240-00
O-52241-00 | Tunnel ST1L - Potensio 10K; ; ; | O-52241-00
O-52250-00 | Tunnel ST1L - END Module 750-600 Wago | O-52250-00
O-52263-00 | Thermostate Analog 30-110C 220VAC | O-52263-00
O-52268-00 | cRABS Z064CR - Proximity Sensor BNS260-11ZG-ST-L Schmersal | O-52268-00
O-52269-00 | Selenoid Valve 2 Way Brass, 24VDC, 1/2 inch; ; ; | O-52269-00
O-52271-00 | Freeze Dryer MBE1207 - Flow Switch SMC Part No. IFW550-N04-00 | O-52271-00
O-52277-00 | Chin Yen CY-1300S-N - Label Sensor; SICK; Part No. WF2-40B410; | O-52277-00
O-52278-00 | Temperature Sensor PT100, 4 wire, class AA, Simplex, c/w 10m silicon cable RAC241-S-10-PN Radix; ; ; | O-52278-00
O-52313-00 | Selenoid Valve VZWD-L-M22C-M-G14-10-V-1P4-50 Festo P/n: 1491828 | O-52313-00
O-52314-00 | Selenoid Valve VSNC-FC-M52-MD-G14-F8-1B2; Festo; P/n: 577295; | O-52314-00
O-52316-00 | Socket Sensor 4 Pin Drat M8 DOS-0804-G; Sick; ; | O-52316-00
O-52317-00 | Safety Relay F3SP-U3P-TGR; Omron; ; | O-52317-00
O-52318-00 | Kabel pelangi 10 pin + socket | O-52318-00
O-52323-00 | Blower 12VDC P/n: 119494-00 AMETEK | O-52323-00
O-52326-00 | Marchesini MA155 - Power Supply cV5_DC A5E30947477-H3 Siemens | O-52326-00
O-52336-00 | Capping VCM200 - Encoder ARS60-A4A08192 10-32 VDC SICK | O-52336-00
O-52355-00 | Solenoid Valve type 55B-24-PE-611JB MAC | O-52355-00
O-52381-00 | Flowmeter P/n: 9193142 Miele | O-52381-00
O-52387-00 | Transmitters For Temperature Pt100 4W -20 s/d +160 degC (4 - 20mA) 70IPLPFED1 IPAQ-L PLUS | O-52387-00
O-52398-00 | Kabel Fiber Optic FD-620-10; Autonics; ; | O-52398-00
O-52430-00 | Fan KDE2405PFB1-8; SUNON; ; | O-52430-00
O-52431-00 | Sensor Alcohol PIR 7000 Type:334 M25 HART Drager | O-52431-00
O-52443-00 | Analog Input 8 Channel 331-7KF02-0AB0; Siemens; ; | O-52443-00
O-52467-00 | PMS Airnet - P/N. 1000013870 FRU,R,ANII,PROCESSOR PCB; ; ; | O-52467-00
O-52478-00 | General - Proximity Sensor; Schmersal; BNS260-11ZG-ST-R; 1 Pc | O-52478-00
O-52496-00 | Selenoid Valve SMC P/N : VF5220-5DZ1-03 | O-52496-00
O-52497-00 | UV Lamp SUEZ P/N: CARK 35010-01 | O-52497-00
O-52530-00 | General - Sensor PH Meter Type : InPro3250/120/PT1000; Mettler Toledo; 52002548; 1 Pc | O-52530-00
O-52561-00 | UPS Type I Plug IPG800, Capacity 800 VA; Riello; ; | O-52561-00
O-52596-00 | Autoclave Fedegari FVA2/A1 NB2966AT - Proface Printer GP401355 | O-52596-00
O-52597-00 | Selenoid Valve VZWD-L-M22C-M-G12-135-1P4-10 Festo | O-52597-00
O-52621-00 | Printing Mechanism MT2460 CUT+HORIS SUPP p/n : 917EF051700000 CUSTOM | O-52621-00
O-52635-00 | Danube 45587 - Electrovalvula 230V AC | O-52635-00
O-52656-00 | FD Lyofast 10 - Vacuum Regulating Valve Controller EDF23-00544 Disused:1249A Replaced by:1249B INP:4; ; ; | O-52656-00
O-52701-00 | IMA CLU EK2046 - Router VPN Secomea P/n: 84229090; ; ; | O-52701-00
O-52702-00 | Autoclave Fedegari FVA2/A1 NB2963AT - AQUATEC PUMP 8883-2L01-X704 230-50 P/n: CF030259; ; ; | O-52702-00
O-52820-00 | Basic Operation Panel SINAMICS G120 6SL3255-0AA00-4CA1; Siemens; ; | O-52820-00
O-52825-00 | Freeze Dryer MBE1207 - SV54 14193T 330 S.S+FKM I/O: G1/4 Inch Orifice 4mm Kv=0.28 m3/h NO DC24V p/n:; BURKERT; ; | O-52825-00
O-52826-00 | General - SV55 252072 6213 S.S+FKM I/O: NPT1/4 Inch Orifice:10mm Kv=2m3/h NC DC24V; BURKERT; EB14-00035; 1 Pc | O-52826-00
O-52830-00 | GMP Washer - Chemical Flowmeter 932-9301/P2 FHKSC DIGMESA; ; ; | O-52830-00
O-52831-00 | Freeze Dryer MBE1207 - SV169 MYCOM COMPLETE SOLENOLD VALVE, XOF-240V1 include valve body and coil P/; MAYEKAWA; ; | O-52831-00
O-52841-00 | Freeze Dryer MBE1207 - Mechanical Positioner Switch 50-0406-12610-532 P/n: EB14-00072; BRAY; ; | O-52841-00
O-52841-00 | Freeze Dryer MBE1207 - Mechanical Positioner Switch 50-0406-12610-532 P/n: EB14-00072; BRAY; ; | O-52841-00
O-52845-00 | Freeze Dryer MBE1207 - SV169 Coil MKC-1 AC220V P/n: EB15-00507; MYCOM; ; | O-52845-00
O-52854-00 | Safety Sensor GG505S GIGA-4015-US; IFM; ; | O-52854-00
O-52859-00 | Temperature Controller - TK4S- 24RN 100-240 VAC AUTONICS; ; ; | O-52859-00
O-52868-00 | Auto Switch D-A93L SMC; ; ; | O-52868-00
O-52869-00 | Signal Isolator SUP-503H Input : 3 x PT100 Output: 4...20 mA Supply: 24 VDC; Supmea; ; | O-52869-00
O-52878-00 | General - Heat Sink untuk SSR; Fotex; -; 1 Pc | O-52878-00
O-52882-00 | Video Jet - Sensor C2DM-11N; ; ; | O-52882-00
O-52884-00 | Filling VFM100 - Laser Sensor World beam QS18VP6LAF250Q5 10-30 VDC; Banner; ; | O-52884-00
O-52888-00 | AUTONICS - Sensor Capacitive NPN CR18-8DN; ; ; | O-52888-00
O-52920-00 | Duct Outdoor Humidity Sensors Type: KAVTF-I_VA200 4...20mA 0100 % r.H. / 0...+50 deg C; S+S Regeltechnik; ; | O-52920-00
O-52941-00 | PRINTER/PC INTERFACE-TEMPERATURE-G01A01-NEW (298/08/13-14) 0202PPCT02; ; ; | O-52941-00
O-52942-00 | Freeze Dryer MBE1207 - Pressure Transmitter Type : 402050/000 TN: 43008803 04 bar absolute 420 mA, 2; JUMO; ; | O-52942-00
O-52983-00 | Inverter Power Module PM240-2 0,37KW Sinamic; Siemens; ; | O-52983-00
O-52984-00 | Inverter Power Module PM240-2 2,2KW Sinamic; Siemens; ; | O-52984-00
O-52985-00 | Inverter Power Module PM240-2 7,5KW Sinamic; Siemens; ; | O-52985-00
O-53011-00 | General - Timer Digital LE8B-BF; Autonics; A01761; 1 Pc | O-53011-00
O-53013-00 | Heavy Duty Connector 4Pin (Male + Female); Lokal; ; | O-53013-00
O-53022-00 | Thermocouple Type K Model Ring Dia 5mm Panjang 1 Meter0621043003 | O-53022-00
O-53026-00 | LKB butterfly valve,ISO2037; 316L+EPDM; weld ends: 51x1.2 + Actruator: 304 SS Spring Return, NC + MiAlfalavalFV401 | O-53026-00
O-53032-00 | Cable Temperature Sensor Silicone 1,5m PT1000 QAP2012.150 | O-53032-00
O-53033-00 | Saklar Switch Lampu ZN On Off Kaki 4 Kaki Pin 15-20ALokal | O-53033-00
O-53037-00 | Flow Transmitter 100Pa; 1/2 - 10Vac; 0-4-20mAMicatrone | O-53037-00
O-53041-00 | Bola Lampu 24-30v 5-10W 16x28mm | O-53041-00
O-53045-00 | Saklar Switch On Off DC 12V Lampu MerahLokal | O-53045-00
O-53047-00 | MCB 400V 10kA 3Pole; Siemens; 5SL4304-7CC; | O-53047-00
O-53093-00 | FD S/N MBE1207 - Amplifier SE3AN21RS1603; Aron; ; | O-53093-00
O-53094-00 | FD S/N MBE1207 - Pressure Switch IPN-350 ISO; ; EB02-00063; | O-53094-00
O-53095-00 | FD S/N MBE1207 - Electric Control Lock DTDF MCN224; SUN; EB02-00535; | O-53095-00
O-53096-00 | FD S/N MBE1207 - Proximity Switch E2E-XB1D12 2M; Omron; EB22-00837; | O-53096-00
O-53133-00 | Washing RAR4 - Cable; Steriline; EC RD1A M12F8; 1 Pc | O-53133-00
O-53134-00 | Washing RAR4 - IF92 Programing box with USB connection; Steriline; ; 1 Pc | O-53134-00
O-53144-00 | Tunnel ST1L - Sensor RTD 100 ohm double element With Nepple 3x150 mm 6 wire; Custom/Lokal; 0621043011; 1 Pc = 10 M | O-53144-00
O-53145-00 | General - RTD Mineral Insulated Temperature Probe with Connecting Cable 350; JUMO; 902250/32-415-2001-2-3-350-03-10000/000; 1 Pc | O-53145-00
O-53146-00 | General - RTD Mineral Insulated Temperature Probe with Connecting Cable 100; JUMO; 902250/32-415-2001-2-3-100-03-10000/000; 1 Pc | O-53146-00
O-53147-00 | General - RTD Mineral Insulated Temperature Probe with Connecting Cable 250; JUMO; 902250/32-415-1001-2-3-250-11-10000/000; 1 Pc | O-53147-00
O-53150-00 | Freeze Dryer MBE1207 - FV401 Pneumativ Actuator 9611416301; Alfalaval; EB50-00044; 1 Pc | O-53150-00
O-53151-00 | Freeze Dryer MBE1207 - FV401 Disused:Microswitch 9612510702; Alfalaval; EB50-00693; 1 Pc | O-53151-00
O-53155-00 | General - Logoscreen 601; JUMO; 706521/08-114-23/000; 1 Pc | O-53155-00
O-53165-00 | Freeze Dryer - Inverter Compressor Frequency Converter EB19-00108 Schneider ATV71HD22N4Z | O-53165-00
O-53166-00 | General - Contactor AX 12-30-10 220-230 Vac 50Hz ABB 1SBL911074R8010 | O-53166-00
O-53167-00 | General - Manual Motor Starter 100 Ka MS 132-10 ABB 1SAM350000R1010 | O-53167-00
O-53168-00 | General - Manual Motor Starter 100 Ka MS 132-4.0 ABB 1SAM350000R1008 | O-53168-00
O-53169-00 | General - Manual Motor Starter 50 Ka MS 132-20 ABB 1SAM350000R1003 | O-53169-00
O-53170-00 | General - Mini Contactor B6-30-10-80 220...240 Vac ABB GJL1211001R8100 | O-53170-00
O-53171-00 | General - Three Phase Monitoring Cm-Pfs.S. ABB 1SVR730824R9300 | O-53171-00
O-53194-00 | cRABS z064CR - Pressure Transmitter 0-500 Pa P-Sensor/PIZ (2 wires); Steriline; 20075; 1 pc | O-53194-00
O-53195-00 | Tunnel ST1L - Heater for Tight Door 500W-230V Stainless H 60mm L 455mm T 5mm Cable L 2m; Steriline; 6763; 1 pc | O-53195-00
O-53196-00 | Tunnel ST1L - Heating Element 75W-230Vac D 10mm L 120mm Gkass Fiber Cable 400C 2.5m; Steriline; 4462; 1 pc | O-53196-00
O-53197-00 | Tunnel ST1L - Pressure Transmitter 0-250Pa output 4-20 P-Sensor/PIZ (2 Wires); Steriline; 12320; 1 pc | O-53197-00
O-53198-00 | Tunnel ST1L - Pressure Transmitter 0-100Pa output 4-20 P-Sensor-PIZ (2 Wires); Steriline; 1667; 1 pc | O-53198-00
O-53199-00 | Tunnel ST1L - Gear Motor N100/SO-UFR1 24VAC 50Hz Torque 4Nm Speed 2 U (R1:250; Steriline; 19474; 1 pc | O-53199-00
O-53200-00 | Tunnel ST1L - Gear Motor N100/So-UFR1 24Vac 50Hz 15Nm 0.5U/min (R1:1000) Metal Cover; Steriline; 19475; 1 pc | O-53200-00
O-53208-00 | Tunnel ST1L - Fan mod. MN-300 - RD0 - stainless steel HP 0.25 - 4P - B5 - V.230/400 50 Hz Motor 63-B;Steriline;23284; | O-53208-00
O-53209-00 | Filling VFM100 - Linear feeder 200V-50Hz (203296);Steriline;Type : GL-1 173VA; | O-53209-00
O-53210-00 | Tunnel ST1L - Fan MN-402-SV-Stainless Steel HP 0,33 - 2P -B5 - V.230/400 - RD0 Motor 63-B2 kW 0.25 +;Steriline;14519; | O-53210-00
O-53211-00 | Filling VFM100 - Flow meter 40-500 NL/H (201787);INOX;Model 1900; | O-53211-00
O-53215-00 | General - Exhaust Fan;Ebm-Papst;R3G190-RC05-03; | O-53215-00
O-53218-00 | Mixing Tank - Sensor RTD 2X 100 Ohm (Duplex) with Transmitter Dia 6x81mm Mat SUS316 Class A; Custom/Lokal; -; 1 Pc | O-53218-00
O-53236-00 | General - Advanced Control Unit 24VDC 1.25-5A; Schneider; LUCB05BL; 1 Pc | O-53236-00
O-53237-00 | General - Power Base TeSys 32A; Schneider; LUB32; 1 Pc | O-53237-00
O-53238-00 | Mixing Tank Adam - Heater Jaket (Heating Cable + Thermostat) 1790 x 330mm 230V 2KW P.Kabel 5 M; Custom/Lokal; -; 1 Pc | O-53238-00
O-53263-00 | General - Kabel Sensor; Sick; YF8U14-020VA3XLEAX; 1 Pc | O-53263-00
O-53272-00 | Integrated Granulation Line - Temperature Probe CIP 60mm MK3: 3 Wire | O-53272-00
O-53273-00 | Integrated Granulation Line - Temperature Probe Product 72mm Bayonet 3 Wire Cable=5m | O-53273-00
O-53274-00 | Integrated Granulation Line - Temperature Probe Product 72mm Bayonet 3 Wire Cable=5m | O-53274-00
O-53275-00 | Integrated Granulation Line - Temperature Probe PT-100 55mm Long 3 Wire 1/10 DIN 316L | O-53275-00
O-53319-00 | Filling VFM100 - Cable 3g 1.5mq JZ-500; Steriline; 1111907; 1 Pc | O-53319-00
O-53331-00 | General - Electrovalve Bloc MS M; Markem Imaje; ENM46408; 1 Pc | O-53331-00
O-53332-00 | General - Electrovalve 9232 Assy; Markem Imaje; ENM37928; 1 Pc | O-53332-00
O-53333-00 | General - Transfer Pump 9450 Spare; Markem Imaje; ENM54436; 1 Pc | O-53333-00
O-53334-00 | Tunnel ST1L - RIBBED HEATERS RCU 1200W 230VAC 50/60HZ; Steriline; 4561; 1 Pc | O-53334-00
O-53335-00 | Freeze Dryer MBE1207 - ZT900 Shelf Ram Position Sensor; -; EHM1250MD341A01; 1 Pc | O-53335-00
O-53336-00 | Freeze Dryer MBE1207 - Electrically Controlled Directional Valve DTDF-MCN-224-U9N; ARON; EB02-00535; 1 Pc | O-53336-00
O-53337-00 | Freeze Dryer MBE1207 - Condenser Drain Steam Trap TD600 1 inch NPT; WATSON; EB14-00117; 1 Pc | O-53337-00
O-53374-00 | Isolator - Intake Air Fan G3G146AB540.1; SKAN; 1338289; 1 Pc | O-53374-00
O-53375-00 | Isolator - Recirculation Air Fan R3G 355-AI56-01; SKAN; 1015729; 1 Pc | O-53375-00
O-53376-00 | Isolator - Exhaust Air Fan G3G200-GN18-01; SKAN; 1016201; 1 Pc | O-53376-00
O-53377-00 | Isolator - Temperature Sensor R2106; SKAN; 1014964; 1 Pc | O-53377-00
O-53378-00 | Isolator - Temperature Sensor TR11 kz-MU; SKAN; 1008546; 1 Pc | O-53378-00
O-53379-00 | Isolator - Humidity Sensor HMT335; SKAN; 1008547; 1 Pc | O-53379-00
O-53391-00 | General - Profibus Connector Simatic; SIEMENS; 6ES7972-0BA52-0XA0; 1 Pc | O-53391-00
O-53392-00 | General - Safety Sensor 250mA, 3VA/W,100 VAC/DC,M12 x 1 K-ST; Schmersal; BNS 120-11Z; 1 Pc | O-53392-00
O-53398-00 | Mixing Tank Adam - Cable VP8-ST/35m; Mettler Toledo; 52300359; 1 Pc | O-53398-00
O-53414-00 | Fedegari FVA2/A1 - Transition joint RTD Sensor (SG-056377) PT100 4Wire, Sx, 1/3 DIN, 5x70mm, SSL, 0-150 C 10M; Radix; RTJ201-1-C-S-3-0-NA-XNA-05-0070-10-Si-PN; 1 Pc | O-53414-00
O-53421-00 | General - Analog Input Module 4AI 0-10 VDC, Light Gray; Wago; 750-468; 1 Pc | O-53421-00
O-53422-00 | General - Emergency Push Button M22-PV + Fix Adapter M22-A + Contact MC M22-CK01; Eaton; -; 1 pc = 1 Set | O-53422-00
O-53423-00 | General - Fiber Optic Sensor BF3RX; Autonics; A00291; 1 Pc | O-53423-00
O-53439-00 | General - Photoelectric Fiber Sensor Head; Keyence; FU-7F; 1 Pc | O-53439-00
O-53441-00 | Autoclave Service NA2247AU - Pressure Transducer MOD. PBMH 24; Fedegari; CD230063; 1 Pc | O-53441-00
O-53442-00 | Autoclave Service NA2247AU - Pressure Switch Alco Controls PS3-AJR 0.8-1 bar Assy; Fedegari; GP00045; 1 Pc | O-53442-00
O-53447-00 | Seidenader MS30 - Backlight LED Std.110x140, white, narrow edge; -; 95-220131-00; 1 Pc | O-53447-00
O-53449-00 | Seidenader MS30 - Backlight LED Std.140x110, white, narrow edge; -; 95-220132-10; 1 Pc | O-53449-00
O-53451-00 | Capping VCM200 - Eco Position Indicators; Misumi; E-DSNR1-14; 1 Pc | O-53451-00
O-53454-00 | Coating PLAB - Cooling Axial Fan 220-240V 50-60Hz 0,2-0,17A Metal; Kaku; KA1725HA2; 1 Pc | O-53454-00
O-53455-00 | cRABS Z064CR - Supply Fan inverter, Ziehl Abegg Frequency converter PXDM6A; ; 24399; 1 Pc | O-53455-00
O-53456-00 | EDM EDM1 - MAXIMUM LOAD AT INFEED SENSOR, Omron, E3Z-LS86, Photocell settable distances, type PNP, D; ; 5908; 1 Pc | O-53456-00
O-53457-00 | EDM EDM1 - Motor Starwheel - Motor TG63 0,18 kW - 4P - B5 - 230V - 50 Hz MEC63; encoder 1000 I/G Lin; ; 29274; 1 Pc | O-53457-00
O-53460-00 | EDM EDM1 - Pressure transmitter -100 / +100Pa output 4-20 mA 24VDC Precision: +-1% ; Model: PIZ (2 w; ; 16456; 1 Pc | O-53460-00
O-53461-00 | cRABS Z064CR - Pressure transmitter -50/ +200 Pa output 4-20 mA 24VDC Precision: +-1%; Model: PIZ (2; ; ; 1 Pc | O-53461-00
O-53462-00 | Filling VFM100 - PROXIMITY SENSOR, DATALOGIC M12 NON FLUSH SHORT PNP NO IS-12-D1-S2; ; 204170; 1 Pc | O-53462-00
O-53463-00 | Filling VFM100 - PROXIMITY SENSOR, DATALOGIC M8 FLUSH 2X PNP NC IS-08-G2-S1; ; 204172; 1 Pc | O-53463-00
O-53464-00 | Filling VFM100 - SENSOR NO 10-30 VDC, 200MA; NITROGEN POST-GAS FLOW CHECK SENSOR; ; 202196; 1 Pc | O-53464-00
O-53465-00 | cRABS Z064CR - SENSOR PROXIMITY M12 NON FLUSH SHORT PNP NO ; DATA LOGIC; ; 204171; 1 Pc | O-53465-00
O-53466-00 | cRABS Z064CR - DOOR SAFETY SWITCHES ; SCHMERSAL ; MAGNET BPS-260; ; 14061; 1 Pc | O-53466-00
O-53467-00 | Tunnel ST1L - OVERHEAT PROTECTION THERMOSTAT, JUMO ATHS-70/U; POWER: AC 230 VOLT / 10 AMP.; RANGE: 2; ; 15809; 1 Pc | O-53467-00
O-53473-00 | EDM EDM1 - C.A. BLOWING VALVE ACTUATOR, Univer, 5125, DA-0051, Coil U1 3,5W 24VDC; ; 5125; 1 Pc | O-53473-00
O-53474-00 | EDM EDM1 - C.A. BLOWING VALVE ACTUATOR, Univer, 6869, CL-302A, Valve CL 1/8" 3 ways 2 positions, N.C; ; 6869; 1 Pc | O-53474-00
O-53475-00 | cRABS Z064CR - Cooling water three way Actuator, Coster, 28715, CLNV150, Linear actuator for three w; ; 28715; 1 Pc | O-53475-00
O-53476-00 | Tunnel ST1L - High Precision Optical Fiber; Omron; E32T61S5M; ; ; 1 Pc | O-53476-00
O-53477-00 | Tunnel ST1L - Lens For Optic Fibers; Omron; E39F1; ; ; 1 Pc | O-53477-00
O-53478-00 | Filling VFM100 - Vacuump pump Vane balde; VT 4.16; Becker; 90134700007; 1 Pack | O-53478-00
O-53480-00 | Tunnel ST1L - Amplifier PNP for Optical Fiber 12-24 VDC; Omron; E3XNA41; ; ; 1 Pc | O-53480-00
O-53481-00 | Filling VFM100 - TEMPERATURE PROBE ; MODEL PT100 SINGLE ELEMENT, 3 WIRES, DIAMETER 3MM, LENGTH 250M; Jumo; 29274; 1 Pc | O-53481-00
O-53482-00 | Filling VFM100 - VACUUM LEVEL SWITCH ; DIGITAL VACUUM LEVEL SWITCH Code: 120511; Vuototecnica; 202545; 1 Pc | O-53482-00
O-53484-00 | Filling VFM100 - Filler Main Servo Motor G5 220V, 750W, 2.4 Nm, 3000 rpm, 204156; Omron; R88M-K75030T-BS2; 1 Pc | O-53484-00
O-53487-00 | EDM EDM1 - PRESSURE TRANSMITTER; 0-10 BAR; PRECISION 0,25% FS; OUTPUT 4/20 MA, 24VDC, 2-WIRES; CONTA; GEFRAN; 16866; 1 Pc | O-53487-00
O-53510-00 | Tunnel ST1L - Finned Heater U Form Dia 11x520mm 230V-1200W; Custom/Lokal; -; 1 Pc | O-53510-00
O-53516-00 | Freeze Dryer Lyofast 10 - RTD PT 100 ohm Dia 4x16mm, Temp. -100 - 200?C, P. Kabel 10 meter; Custom/Lokal; -; 1 Pc | O-53516-00
O-53517-00 | Blistering TRL100LT - Probe NTC Rubber Capsule; Novus; 8830000002; 1 Pc | O-53517-00
O-53522-00 | Autoclave Fedegari FOF / 6 AC - Proximity Sensor Cylindrical; Omron; PRX-E2A-S08KS02-M5-B1; 1 Pc | O-53522-00
O-53523-00 | cRABS Z064CR - Transmitter for Temperature Probe HC2-xxx; -; 64938; 1 Pc | O-53523-00
O-53524-00 | cRABS Z064CR - Digital Probe for Humidity and Temperature; -; 64939; 1 Pc | O-53524-00
O-53525-00 | cRABS Z064CR - Cable Gland for Temperature Probe; -; 64940; 1 Pc | O-53525-00
O-53566-00 | Integrated Granulation Line - K-Adp-Usb Programmer; Pepperl+Fuchs; ; | O-53566-00
O-53568-00 | Autoclave Fedegari FOF / 6 AC - Transition Joint RTD Sensor RTJ201 (SG-060503) PT100 4W Duplex; Radix; RTJ201-1-C-D-3-0-NA-XNA-05-00070-10-Si-PN-XXX; 1 Pc | O-53568-00
O-53590-00 | Filling VFM100 - Hyperion Medium Range Bar; Meech; A945IPS-0400; 1 Pc | O-53590-00
O-53591-00 | Filling VFM100 - M8-4 Pin Power Cable; Meech; A900IPS-PCS10; 1 Pc | O-53591-00
O-53604-00 | Freeze Dryer MBE1207 - Flow Switch; SMC; IFW510-04-00; 1 pc | O-53604-00
O-53605-00 | Autoclave Fedegari FVA2/A1 - Proface Printer; Fedegari; GP400736; 1 pc | O-53605-00
O-53620-00 | Filling VFM100 - Connection Cable 3m Female Connector, Straight Sensor End, 12-pin; Steriline; 25316410; 1 pc | O-53620-00
O-53635-00 | Marchesini MA155 - Inverter 1/N/PE AC 230/240V 0,37KW; Lenze; E84AVSCE3712SX0; 1 Pc | O-53635-00
O-53640-00 | Filling VFM100 - USB-RS232 Cable to Electronic Box; Steriline; 25316390; 1 Pc | O-53640-00
O-53641-00 | Mixing Tank Adam - Lampu Tanam Lantai LED DC 12-24V 3W Uplight COB Waterproof IP65; General; -; 1 Pc | O-53641-00
O-53642-00 | Blister TR100LT - Universal Thermistor Temperature Sensor NTC 10K 3435; -; -; 1 Pc | O-53642-00
O-53643-00 | Freeze Dryer MBE1207 - Solenoid 180-4E1-PLL 24VDC; Koganei; -; 1 Pc | O-53643-00
O-53645-00 | Autoclave Fedegari FVA2/A1 - Pressure Transducer PBMN 23 (CD230065); Baumer; -; 1 Pc | O-53645-00
O-54000-00 | MOTOR FOR AIR RETURN VALVE?VAV), TROX | O-54000-00
O-54001-00 | AUXILUARY CONTACT NC SIEMENS | O-54001-00
O-54002-00 | BALLAST ELECTRONIC , PHILIPS, EB-C 110 TLD, 1X10W | O-54002-00
O-54003-00 | LAMPU PL-S 2P 11W/865, PHILIPS | O-54003-00
O-54004-00 | LAMPU SL 24 W / 220-240 V / SPIRAL, PHILIPS | O-54004-00
O-54005-00 | LAMPU UV 15 WATT, OSRAM | O-54005-00
O-54006-00 | General - MCB 1 PHASE 10 AMPERE; Schneider; -; 1 Pc | O-54006-00
O-54007-00 | MCB 1 PHASE, SCHNEIDER ELECTRIC, IC60H 10Ka 16 AMPERE | O-54007-00
O-54008-00 | General - MCB 1 PHASE 25 AMPERE; Schneider; -; 1 Pc | O-54008-00
O-54009-00 | MCB 1 PHASE, SIEMENS, 2 POLE 2 AMPERE | O-54009-00
O-54010-00 | MCB 1 PHASE, SIEMENS, 2 POLE 4 AMPERE | O-54010-00
O-54011-00 | MCB 3 PHASE, SIEMENS, 2 AMPERE | O-54011-00
O-54012-00 | SELECTOR SWITCH, HANYOUNG, CR253-3 ON-OFF-ON | O-54012-00
O-54013-00 | SOCKET RJ 45 CAT 5 | O-54013-00
O-54014-00 | STEKER 1 PHASE, BROCO | O-54014-00
O-54015-00 | STOP KONTAK LUBANG 4, BROCO | O-54015-00
O-54016-00 | TEMPERATURE SENSOR ; JUMO, 1XPT 100, TEMP 0-150C | O-54016-00
O-54018-00 | UV DEVICE ; REMOVAL OF OZONE; HANOVIA UV; Pharma Line SD55; ID : S203-001 | O-54018-00
O-54031-00 | Profibus Connector SIEMENS, Simatic DP 6ES7972-0BA52-0XA0; ; ; | O-54031-00
O-54032-00 | Photoelectric Distance Sensor OGD592 IFM | O-54032-00
O-54033-00 | Mounting Adapter Connector 5M IFM | O-54033-00
O-54036-00 | UHI catridge heater dia.12x100mm, 220V-300W; ; ; | O-54036-00
O-54103-00 | Zelio Electromechanical Relays;RXM2AB2BD;Schneider | O-54103-00
O-54109-00 | Filling VFM100 - Weighing Load Cell SL 250/300-M-FS-9-29-34 P/N: 75081 S/N: 00299 Wipotec | O-54109-00
O-54112-00 | Circulator Pump UPS 32-80 N 180 1x230V 50Hz 9H GRUNDFOS p/n 95906448 | O-54112-00
O-54115-00 | Fiber Amplifier -; KEYENCE; FS-V31CP; | O-54115-00
O-54116-00 | Fiber Reflective -; KEYENCE; FU-67V; | O-54116-00
O-54119-00 | Shelf Bellows; Freeze Dryer MBE1207; P/N FB1207-05-70-0 R0.0; pack size per unit | O-54119-00
O-54120-00 | O-RING 8X1.8; Freeze Dryer MBE1207; P/N EB41-00336; pack size per pc | O-54120-00
O-54121-00 | O-RING 180X3.55; Freeze Dryer MBE1207; P/N EB41-00357; pack size per pc | O-54121-00
O-54122-00 | O-RING 106X5.30; Freeze Dryer MBE1207; P/N EB41-00292; pack size per pc | O-54122-00
O-54123-00 | O-RING 132X5.30; Freeze Dryer MBE1207; P/N EB41-00298; pack size per pc | O-54123-00
O-54124-00 | O-RING 345X5.30; Freeze Dryer MBE1207; P/N EB41-00320; pack size per pc | O-54124-00
O-54127-00 | Control Unit G120 CU240E-2 DP E-type safety, Sinamics; Siemens; ; | O-54127-00
O-54128-00 | Thermocouple 4 Channel 4 HTI HT-9815; Lokal; ; | O-54128-00
O-54129-00 | Digital Vacuum Gauge VMV-1 0 - 75000 Microns; VALUE; ; | O-54129-00
O-54130-00 | Circuit Breake For Motor Protection 3RV1011-1HA10 5.5 - 8 A; SIEMENS; ; | O-54130-00
O-54137-00 | General - Terminal Block, 6 mm; Fort; -; 1 pcs | O-54137-00
O-54138-00 | General - Terminal Block, 10 mm; Fort; -; 1 pcs | O-54138-00
O-54139-00 | Lampu PLC 4U 45W; Hannochs; ; | O-54139-00
O-54159-00 | General - Spare actuator 625; DN 20 normally close (NC); Gemu; 9625 10M 11/N; 1 Pc | O-54159-00
O-54161-00 | Autoclave Fedegari FVA2/A1 - Vacuum Compressor 2BV3 151-0GW02-1E; ELMO RIETSCHLE; ; | O-54161-00
O-54163-00 | Capping VCM200 - Fieldline Modular Bus Coupler; Steriline; P/N 201798; | O-54163-00
O-54164-00 | Capping VCM200 - Fieldline Modular Device; Steriline; P/N 202024; | O-54164-00
O-54165-00 | Electronic Expansion Valve ESS2U; Parker; ; | O-54165-00
O-54166-00 | Coil Magnet 018F0091; Danfoss; ; | O-54166-00
O-54167-00 | Connector Cable CLD408-5; Autonics; H7950000609; | O-54167-00
O-54168-00 | Connector Cable CID408-5; Autonics; H7950000607; | O-54168-00
O-54169-00 | Control Unit G120 CU250S-2 DP Integriert Sinamics; Siemens; ; | O-54169-00
O-54170-00 | Electronic Expansion Valve ESX24B; Parker; ; | O-54170-00
O-54171-00 | Service Push Button With Plug; Melchers; ENG-SEI-42-057679-00; | O-54171-00
O-54173-00 | Fan Condensor M4Q045-EA01-C01; Ebm-papst; ; | O-54173-00
O-54174-00 | cRABS z064CR - Control Unit for Security Phot; Steriline; P/N 5914; | O-54174-00
O-54176-00 | Washing RAR4 - Encoder Model RD1A-P8-TI2-PB-E2-M; Lika; 125101266; | O-54176-00
O-54181-00 | Resistor 150 Ohm 1/2 watt; No Brand; ; | O-54181-00
O-60001-00 | Pekerjaan Modifikasi Pipa untuk Mesin Mixing (Pipa PW) | O-60001-00
P-10000-00 | POMPA SUBMERSIBLE SB 3 | P-10000-00
P-10017-00 | Pre Filter G4 size : 24X24X2, Washable Aluminium Frame; IAF; | P-10017-00
P-10019-00 | Pre Filter G4 size : 12X24X2 | P-10019-00
P-10183-00 | General - Drain Sewerage Opener GL-10; No Brand; -; 1 pc | P-10183-00
P-10266-00 | Valve Bellows sealed globe valve BSA 1/BSA 1T PN 16 size 80mm | P-10266-00
P-10283-00 | Abrasive - Amplas SS Scoth Brite 3M | P-10283-00
P-10342-00 | Alat potong - mata gergaji | P-10342-00
P-10387-00 | Ball Valve Kuningan 3/4" KITZ | P-10387-00
P-10389-00 | General - Ball Valve PVC 1 1/2inch; No Brand; -; 1 pcs | P-10389-00
P-10390-00 | Ball Valve PVC 1" | P-10390-00
P-10391-00 | Ball Valve PVC 2" | P-10391-00
P-10392-00 | Ball Valve SS 1" / 1000 WOG Sankyo | P-10392-00
P-10393-00 | Ball Valve SS 1/2" | P-10393-00
P-10398-00 | Ball Valve SS 316 1/2" 1000 WOG SANKYO | P-10398-00
P-10488-00 | Baut SS M 6 | P-10488-00
P-10489-00 | Baut SS M 8 | P-10489-00
P-10558-00 | General - Bearing 51113; SKF; 1 Pc | P-10558-00
P-10564-00 | Bearing 6000 2RS H SKF | P-10564-00
P-10598-00 | Bearing 61805 2RS1 SKF | P-10598-00
P-10604-00 | Bearing 6203 2Z SKF | P-10604-00
P-10726-00 | Cleaner - Contact Cleaner CRC CO 2016; No Brand; -; 500ml/Botol | P-10726-00
P-10729-00 | General - Contact cleaner WD 40; No Brand; -; 382gr/can | P-10729-00
P-10750-00 | General - Blind Ferrule SS 316L 1/2inch; No Brand; -; 1 pcs | P-10750-00
P-10759-00 | Ferrule - Klem Ferrule 4inch SS 316L | P-10759-00
P-10763-00 | General - Ferrule SS 316L 1inch; No Brand; -; 1 pcs | P-10763-00
P-10857-00 | General - Elbow PVC 90 AW 1 1/2inch; Rucika; -; 1 Pc | P-10857-00
P-10858-00 | Fitting PVC - Elbow PVC 1 1/4" | P-10858-00
P-10859-00 | General - Elbow PVC 90 AW 1/2inch; Rucika; -; 1 Pc | P-10859-00
P-10860-00 | Fitting PVC - Elbow PVC 1" | P-10860-00
P-10862-00 | Fitting PVC - Elbow PVC 2 1/2" | P-10862-00
P-10863-00 | Fitting PVC - Elbow PVC 2" | P-10863-00
P-10865-00 | Fitting PVC - Elbow PVC 3/4" | P-10865-00
P-10867-00 | General - Elbow PVC 3 inch; Rucika; -; 1 pc | P-10867-00
P-10868-00 | General - Elbow PVC AW 4inch; Rucika; -; 1 Pc | P-10868-00
P-10874-00 | General - Reducer, PVC, 1" x 1/2"; Rucika; -; 1 pcs | P-10874-00
P-10877-00 | General - Reducer, PVC, 2" x 1"; Rucika; -; 1 pcs | P-10877-00
P-10883-00 | General - Socket Drat Dalam, PVC, 1 1/2"; Rucika; -; 1 pcs | P-10883-00
P-10884-00 | General - Socket Drat Dalam PVC 1 1/4inch; Rucika; -; 1 pcs | P-10884-00
P-10885-00 | General - Socket Drat Dalam, PVC, 1/2"; Rucika; -; 1 pcs | P-10885-00
P-10886-00 | General - Socket Drat Dalam, PVC, 1"; Rucika; -; 1 pcs | P-10886-00
P-10887-00 | General - Socket Drat Dalam, PVC, 2"; Rucika; -; 1 pcs | P-10887-00
P-10889-00 | General - Socket Drat Dalam, PVC AW, 3/4"; Rucika; -; 1 pcs | P-10889-00
P-10890-00 | General - Socket Drat Luar, PVC, 1 1/2"; Rucika; -; 1 pcs | P-10890-00
P-10891-00 | General - Socket Drat Luar, PVC, 1 1/4"; Rucika; -; 1 pcs | P-10891-00
P-10892-00 | General - Socket Drat Luar, PVC, 1"; Rucika; -; 1 pcs | P-10892-00
P-10893-00 | General - Socket Drat Luar, PVC, 2"; Rucika; -; 1 pcs | P-10893-00
P-10894-00 | General - Socket Drat Luar, PVC AW, 3"; Rucika; -; 1 pcs | P-10894-00
P-10895-00 | General - Socket, PVC, 1/2"; No Brand; -; 1 pcs | P-10895-00
P-10896-00 | Fitting PVC - Sock PVC 1 1/4" | P-10896-00
P-10897-00 | Fitting PVC - Sock PVC 1" | P-10897-00
P-10898-00 | Fitting PVC - Sock PVC 2" | P-10898-00
P-10899-00 | General - Socket, PVC, 3/4"; Rucika; -; 1 pcs | P-10899-00
P-10900-00 | Fitting PVC - Sock PVC 3 Rucika AW | P-10900-00
P-10904-00 | General - Tee, PVC, 1 1/4"; Rucika; -; 1 pcs | P-10904-00
P-10905-00 | General - Tee, PVC, 1/2"; Rucika; -; 1 pcs | P-10905-00
P-10906-00 | Fitting PVC - Tee PVC 1" Rucika AW | P-10906-00
P-10907-00 | General - Tee, PVC AW, 2"; Rucika; -; 1 pcs | P-10907-00
P-10908-00 | General - Tee, PVC AW, 3/4"; Rucika; -; 1 pcs | P-10908-00
P-10909-00 | Fitting PVC - Tee PVC 3 inch Rucika AW | P-10909-00
P-10945-00 | General - Seal Tape 1inch; ONDA; -; 1 Pcs | P-10945-00
P-10952-00 | Kawat Las Dia = 3,2 X 350 mm Besi RD 260 | P-10952-00
P-10953-00 | General - Kawat Las SS 308L Tig Welding 1.6 x 1000mm; No Brand; -; 5 kg/pc | P-10953-00
P-10958-00 | General - Kawat Las Tembaga Dia = 3,2 X 450 mm; Harris; -; 1 Pc | P-10958-00
P-11002-00 | Mur SS 6 mm | P-11002-00
P-11003-00 | Mur SS 8 mm | P-11003-00
P-11018-00 | General - Oil Seal TC 15 x 24 x 7; NOK; -; 1 Pc | P-11018-00
P-11164-00 | Pneumatic Fitting - QS 1/2-10 / PN : 190646 / Festo | P-11164-00
P-11165-00 | General - Push-in Fitting, QS-1/2-12; Festo; 153010; 1 pcs | P-11165-00
P-11167-00 | Pneumatic Fitting - QS 1/4-10 / PN : 153007 / Festo | P-11167-00
P-11169-00 | General - Push-in Fitting, QS-1/4-6; Festo; 153003; 1 pcs | P-11169-00
P-11170-00 | Pneumatic Fitting - QS 1/4-8 / PN : 153005 / Festo | P-11170-00
P-11172-00 | Pneumatic Fitting - QS 1/8-8 / Festo | P-11172-00
P-11173-00 | General - Push-in Connector, QS-10; Festo; 153034; 1 pcs | P-11173-00
P-11175-00 | Pneumatic Fitting - QS 10-8 / PN : 153039 / Festo | P-11175-00
P-11176-00 | Pneumatic Fitting - QS 12 / PN : 153035 / Festo | P-11176-00
P-11182-00 | General - Push-in Connector, QS-6; Festo; 153032; 1 pcs | P-11182-00
P-11183-00 | General - Push-in Connector, QS-6-4; Festo; 153037; 1 pcs | P-11183-00
P-11184-00 | General - Push-in Connector, QS-8; Festo; 153033; 1 pcs | P-11184-00
P-11185-00 | General - Push-in Connector, QS-8-6; Festo; 153038; 1 pcs | P-11185-00
P-11195-00 | General - Push-in Fitting, QSF-1/8-6-B; Festo; 153023; 1 pcs | P-11195-00
P-11227-00 | General - Push-in T-connector, QST-6; Festo; 153129; 1 pcs | P-11227-00
P-11228-00 | General - Push-in T-connector, QST-8; Festo; 153130; 1 pcs | P-11228-00
P-11348-00 | Roda Caster Supo Dia : 3" ( 75 x 38 mm) / Swivel Flange / With Breake | P-11348-00
P-11350-00 | Roda Caster Supo Dia : 4" ( 100 x 38 mm ) Swivel Flange / Without Breake | P-11350-00
P-11356-00 | Trolly - Roda ABUS 4inch (100 x 27mm), Without Brake; No Brand; -; 1 pc | P-11356-00
P-11391-00 | Seal Ferrule EPDM 1.5" (35 x 53 x 9) | P-11391-00
P-11392-00 | Seal Ferrule EPDM 2" | P-11392-00
P-11393-00 | Seal Ferrule EPDM 3" | P-11393-00
P-11404-00 | General - Seal Ferrule Teflon 1 1/2inch; No Brand; -; 1 pcs | P-11404-00
P-11405-00 | General - Seal Ferrule Teflon 1inch; No Brand; -; 1 pcs | P-11405-00
P-11405-00 | General - Seal Ferrule Teflon 1inch; No Brand; -; 1 pcs | P-11405-00
P-11422-00 | Selang Festo Pun-H-10x1.5 / Blue NR : 197386 | P-11422-00
P-11424-00 | Selang Festo Pun-H-12x2 Blue 2 x 50 m | P-11424-00
P-11428-00 | Selang Festo Pun-H-6x1 Blue | P-11428-00
P-11431-00 | General - Plastic Tubing, PUN-H-8X1,25-BL; Festo; 197385; 1 m | P-11431-00
P-11694-00 | General - Mata Gerinda 4inch; No Brand; -; 1 pcs | P-11694-00
P-11817-00 | Acrylic tebal 3 mm ukr : 1220 x 2440 mm | P-11817-00
P-11818-00 | Acrylic tebal 5mm ukr : 1000 x 2000 | P-11818-00
P-11819-00 | General - Alumunium duct tape 2inch; No Brand; -; 1 rol | P-11819-00
P-11836-00 | Ball valve PVC dia 1 1/4 inch drat | P-11836-00
P-11837-00 | Ball valve PVC dia 1 inch drat | P-11837-00
P-11838-00 | General - Ball Valve PVC 3/4inch; No Brand; -; 1 pcs | P-11838-00
P-11841-00 | Ball Valve SS dia. 3/4 inch | P-11841-00
P-11842-00 | Ball Valve SS dia. 3/8 inch | P-11842-00
P-11871-00 | Baut SS countersunk M5x0.8x20 mm | P-11871-00
P-11878-00 | Baut SS hexagonal M6x1x20 mm +mur | P-11878-00
P-11886-00 | Baut SS L countersunk M 4x0.7x10mm + Mur | P-11886-00
P-11967-00 | Belt dressing ; Brand : GLOBAL ; P/N : GL-1033 ; Pack Size : pcs | P-11967-00
P-11968-00 | Berusynt FGH Spray H1 - Bechem | P-11968-00
P-11972-00 | Besi siku 30x30 mm | P-11972-00
P-11974-00 | Besi siku SS 304 40x40x3x6000 | P-11974-00
P-11990-00 | Cable ties CS 100L | P-11990-00
P-11991-00 | Cable ties CS 200L | P-11991-00
P-12027-00 | Caustic soda flake (NaOH) - NaOH flake zak @25 kg ex Tjiwi | P-12027-00
P-12029-00 | Chemical - NIKKO steel Type: NS-stain clean = 1kg (stainless steel pickling gel) | P-12029-00
P-12029-00 | Chemical - NIKKO steel Type: NS-stain clean = 1kg (stainless steel pickling gel) | P-12029-00
P-12077-00 | General - Clamp Selang, SS 1 1/4"; Tridon; -; 1 pcs | P-12077-00
P-12080-00 | General - Clamp Selang, SS, 1"; Tridon; -; 1 pcs | P-12080-00
P-12082-00 | General - Clamp Selang, SS, 3/4"; Tridon; -; 1 pcs | P-12082-00
P-12083-00 | General - Clamp Selang, SS, 1/2"; Tridon; -; 1 pcs | P-12083-00
P-12140-00 | Double neeple SS 304 dia 1/2inch | P-12140-00
P-12143-00 | Double nepple Kuningan 1/2inch | P-12143-00
P-12156-00 | Dynabolt dia M 10x50 mm | P-12156-00
P-12157-00 | Dynabolt m 6 x 30 mm | P-12157-00
P-12158-00 | Dynabolt m 8 x 30 mm / m8 x 50 mm | P-12158-00
P-12185-00 | Elbow PVC AW 90 deg dia 1inch | P-12185-00
P-12186-00 | Elbow PVC AW 90 deg dia 1/2inch | P-12186-00
P-12195-00 | Elbow SS 316 L dia 1inch | P-12195-00
P-12223-00 | FESTO - Blanking plug QSC-6H p/n 153268 | P-12223-00
P-12258-00 | FESTO - Push In Connector QS-10-10 | P-12258-00
P-12260-00 | FESTO - Push In Connector QS-4-4 | P-12260-00
P-12261-00 | FESTO - Push In Connector QS-6 p/n 153032 | P-12261-00
P-12263-00 | FESTO - Push In Connector QS-8 p/n 153033 | P-12263-00
P-12265-00 | FESTO - Push In Connector QS-8-6 p/n 153038 | P-12265-00
P-12266-00 | FESTO - Push In Fitting QS-1/2-10 part number 190646 | P-12266-00
P-12266-00 | FESTO - Push In Fitting QS-1/2-10 part number 190646 | P-12266-00
P-12267-00 | FESTO - Push In Fitting QS-1/2-8 (NPQE-D-R12-Q8-P5); P/N : 8112930 | P-12267-00
P-12269-00 | FESTO - Push-In Fitting type QSM-M5-6 p/n 153306 | P-12269-00
P-12275-00 | FESTO - QS-1/4-6 Push-In fitting p/n 153003 | P-12275-00
P-12276-00 | FESTO - QS-1/4-8 Push-In fitting p/n 153005 | P-12276-00
P-12279-00 | FESTO - QS-1/8-6 Push-In fitting p/n 153002 | P-12279-00
P-12280-00 | FESTO - QS-1/8-8 Push-In fitting p/n 153004 | P-12280-00
P-12281-00 | FESTO - QS-10-8 Push In Connector p/n 153039 | P-12281-00
P-12282-00 | FESTO - QS-12-10 Push in Connector p/n: 153040 | P-12282-00
P-12286-00 | FESTO - QS-3/8-6 Push-In fitting p/n 190645 | P-12286-00
P-12287-00 | FESTO - QS-3/8-8 Push-In fitting p/n 153006 | P-12287-00
P-12300-00 | FESTO - QSML-M5-4 part Number 15333 | P-12300-00
P-12305-00 | FESTO - QST-6 Push in t-connection p/n 153129 | P-12305-00
P-12306-00 | FESTO - QST-8 push in t- connection p/n 153130 | P-12306-00
P-12365-00 | Gembok sedang uk. 5 mm | P-12365-00
P-12418-00 | Hole saw u/ stainless stell dia 20 mm ex UNIKA | P-12418-00
P-12419-00 | General - Hole Saw for Stainless Steel, dia. 22 mm; UNIKA; -; 1 pcs | P-12419-00
P-12420-00 | General - Hole Saw for Stainless Steel, dia. 25 mm; UNIKA; -; 1 pcs | P-12420-00
P-12433-00 | Isolasi AC- Sansui | P-12433-00
P-12455-00 | KITZ - Gate Valve dia 1inch | P-12455-00
P-12456-00 | KITZ - Gate Valve dia 3/4inch | P-12456-00
P-12464-00 | General - Lem Aibon; No Brand; -; 300 gram/can | P-12464-00
P-12470-00 | Lem PVC Isarplas 300 gr/kaleng | P-12470-00
P-12471-00 | General - Lem silicone; Elastosil; E41; 90gram/tube | P-12471-00
P-12476-00 | General - Mata Bor Besi, dia. 10 mm; NACHI; -; 1 pcs | P-12476-00
P-12482-00 | General - Mata Bor Besi, dia. 2 mm; NACHI; -; 1 pcs | P-12482-00
P-12483-00 | General - Mata Bor Besi, dia. 2.5 mm; NACHI; -; 1 pcs | P-12483-00
P-12485-00 | General - Mata Bor Besi, dia. 3 mm; NACHI; -; 1 pcs | P-12485-00
P-12487-00 | General - Mata Bor Besi, dia. 3.5 mm; NACHI; -; 1 pcs | P-12487-00
P-12488-00 | General - Mata Bor Besi, dia. 4 mm; NACHI; -; 1 pcs | P-12488-00
P-12490-00 | General - Mata Bor Besi, dia. 5 mm; NACHI; -; 1 pcs | P-12490-00
P-12492-00 | General - Mata Bor Besi, dia. 6.5 mm; NACHI; -; 1 pcs | P-12492-00
P-12495-00 | Mata Bor besi dia 7.5 mm ex NACHI | P-12495-00
P-12515-00 | General - Mata Bor, HSS, 1 - 13 mm; NACHI; -; 25 pcs per set | P-12515-00
P-12519-00 | Neeple bushing kuningan 1/2x1/4inch | P-12519-00
P-12523-00 | Neeple bushing kuningan 3/4x1/2inch | P-12523-00
P-12695-00 | PC 4200/IMA C90 - Draw in-roller Cpl; GUK; 21401-0007; 1 pcs | P-12695-00
P-12695-00 | PC 4200/IMA C90 - Draw in-roller Cpl; GUK; 21401-0007; 1 pcs | P-12695-00
P-12712-00 | PVC - Dop drat dalam 1/2inch | P-12712-00
P-12721-00 | Reducer PVC AW dia 2inch x 1 1/2inch | P-12721-00
P-12725-00 | Reducer PVC AW dia 3/4inch x 1/2 inch | P-12725-00
P-12746-00 | General - Pipa PVC AW dia. 1 1/2inch, Warna Abu-Abu; Rucika; -; 1 pcs | P-12746-00
P-12747-00 | RUCIKA - Pipa PVC AW dia 3/4inch | P-12747-00
P-12748-00 | General - Pipa PVC AW dia. 1 1/4inch, Warna Abu-Abu; Rucika; -; 1 pcs | P-12748-00
P-12749-00 | RUCIKA - Pipa PVC AW dia 1 inch Warna Abu-Abu | P-12749-00
P-12750-00 | RUCIKA - Pipa PVC aw dia 1/2 inch Warna Abu-Abu | P-12750-00
P-12751-00 | RUCIKA - Pipa PVC AW dia 2 inch Warna Abu-Abu | P-12751-00
P-12752-00 | RUCIKA - Pipa PVC dia. 4inch | P-12752-00
P-12753-00 | SANDFLEX - Mata Gergaji Besi 24TPI 12inch/300mm 10D | P-12753-00
P-12763-00 | Silicone gasket for ferrule dia 1 1/2inch Taiwan | P-12763-00
P-12764-00 | General - Silicone Gasket for Ferrule dia. 1/2inch; Custom; -; 1 pcs | P-12764-00
P-12765-00 | Silicone gasket for ferrule dia 2inch Taiwan | P-12765-00
P-12801-00 | Sock Drat dalam PVC AW dia 1 1/2inch | P-12801-00
P-12803-00 | General - Socket Drat Dalam, PVC AW, 1"; No Brand; -; 1 pcs | P-12803-00
P-12804-00 | Sock Drat dalam PVC AW dia 1/2inch | P-12804-00
P-12806-00 | Sock Drat dalam PVC AW dia 3/4inch | P-12806-00
P-12808-00 | Sock Drat luar PVC AW dia 1 1/2inch | P-12808-00
P-12810-00 | Sock Drat luar PVC AW dia 1inch | P-12810-00
P-12811-00 | Sock Drat luar PVC AW dia 1/2inch | P-12811-00
P-12813-00 | Sock Drat luar PVC AW dia 3/4inch | P-12813-00
P-12816-00 | General - Socket, PVC AW, 1 1/2"; Rucika; -; 1 pcs | P-12816-00
P-12817-00 | Sock PVC AW dia 1 1/4inch | P-12817-00
P-12818-00 | Sock PVC AW dia 1inch | P-12818-00
P-12819-00 | Sock PVC AW dia 1/2inch | P-12819-00
P-12820-00 | Sock PVC AW dia 2inch | P-12820-00
P-12822-00 | Sock PVC dia 3/4inch | P-12822-00
P-12830-00 | Sodium metabisulfit | P-12830-00
P-12881-00 | General - Tee, PVC AW, 1 1/2" x 1 1/2"; No Brand; -; 1 pcs | P-12881-00
P-12883-00 | Tee PVC AW General - Tee PVC AW dia 1/2inch X 1/2inch; Rucika; -; 1 pcs | P-12883-00
P-12888-00 | Tee SS 304 screw dia 1/2inch | P-12888-00
P-12889-00 | Tee SS 316L 1inch x 1inch | P-12889-00
P-12898-00 | Thermaflex lembaran uk. 1.5x1mtr tebal 1inch | P-12898-00
P-12920-00 | General - Tungsten Electrodes dia 1.6 mm; No Brand; -; 1 pc | P-12920-00
P-12930-00 | V-trap PVC uk. 2inch | P-12930-00
P-12942-00 | Water Mur PVC dia 1inch | P-12942-00
P-12943-00 | Water Mur PVC dia 1/2inch | P-12943-00
P-12944-00 | Water mur PVC dia 2inch | P-12944-00
P-12951-00 | Water mur SS 304 dia 3/4inch | P-12951-00
P-12983-00 | Helicoil dia. M6x6mm | P-12983-00
P-12984-00 | Helicoil dia. M8x5mm | P-12984-00
P-12994-00 | General - Adhesive Tape -; Nippon; ASF-110FR; 1 pc | P-12994-00
P-13033-00 | Elbow long sanitary ss 316 dia. 1 Inch | P-13033-00
P-13037-00 | Ferrule to hose 1 inchi | P-13037-00
P-13039-00 | Ferrule - Klem Ferrule 3/4inch SS 316L | P-13039-00
P-13060-00 | Roda Caster Dia : 6" Swivel Flange | P-13060-00
P-13087-00 | Sock Tembaga 1 5/8 inch | P-13087-00
P-13240-00 | Elbow SS 304 welded dia 3/4inch | P-13240-00
P-13249-00 | Pneumatic - E.MC UW-25 Press 0 ? 0.8 Mpa. Dia 1? | P-13249-00
P-13251-00 | Tee SS 304 welded dia 1/2inch | P-13251-00
P-13259-00 | General - Socket Drat Dalam, SS 304, 1"; No Brand; -; 1 pcs | P-13259-00
P-13269-00 | General - Socket, PVC, 4"; Rucika; -; 1 pcs | P-13269-00
P-13285-00 | General - Socket Drat Luar, PVC, 1/2"; Rucika; -; 1 pcs | P-13285-00
P-13365-00 | Cutting Wheel 14" nippon resibon; ; ; | P-13365-00
P-13367-00 | TGK330 Temperature Sensor; Regin Control; ; | P-13367-00
P-13368-00 | PS300X Air Flow Switch; Regin Control; ; | P-13368-00
P-13369-00 | MLTID85 Temperature Limit switch; Regin Control; ; | P-13369-00
P-13370-00 | General - Pulser SCR Heater Controller Wall Mounted 0-10 VD DC; Regin; 240-X010; 1 unit | P-13370-00
P-13383-00 | Silicone Sealant High Temp Red; ; ; | P-13383-00
P-13384-00 | Sok Drat Luar 2" Pvc Rucika; ; ; | P-13384-00
P-13385-00 | Sok Drat Dalam 2 Pvc Rucika; ; ; | P-13385-00
P-13386-00 | Sok Polos 2" Rucika; ; ; | P-13386-00
P-13387-00 | Watermur Pvc 1" Polos Rucika; ; ; | P-13387-00
P-13388-00 | General - Ball Valve 1/2inch; KITZ; -; 1 pcs | P-13388-00
P-13389-00 | Scotch Brite 3M; ; ; | P-13389-00
P-13395-00 | Steel Tool Box LRTBS7 Uk. 42 x 17.5 x 14 cm; KRISBOW: PN: 10224948; pack size per pcs | P-13395-00
P-13396-00 | HEXAGON CRIMPING PLIER 4-16MM2; Krisbow; Part No. KW0103754; | P-13396-00
P-13397-00 | LED WORKLIGHT dan FLASHLIGHT 200dan60LM,3XAA; ; Part No. 10108194; | P-13397-00
P-13398-00 | MEASURING TAPE 5MX19MM W/MAGNET; ; Part No. 10070238; | P-13398-00
P-13404-00 | COMBINATION WRENCH SET 6-22MM 12PCS; Krisbow; Part No. KW0100332; | P-13404-00
P-13405-00 | COMBINATION WRENCH SET 6-32MM 16PCS; Krisbow; Part No. KW0100333; | P-13405-00
P-13406-00 | ADJUSTABLE WRENCH SOFTGRIP 6INC; Krisbow; Part No. KW0101962; | P-13406-00
P-13407-00 | OPEN END WRENCH SET 6-22MM 8PCS; Krisbow; Part No. KW0100296; | P-13407-00
P-13408-00 | OPEN END WRENCH SET 6-32MM 12PCS; Krisbow; Part No. KW0100297; | P-13408-00
P-13412-00 | SCREWDRIVER SET 4PCS; Krisbow; Part No. KW0101633; | P-13412-00
P-13413-00 | ELECTRICIAN SCREWDRIVER PZ 6X100MM; Krisbow; Part No. KW0100765; | P-13413-00
P-13414-00 | COMBINATION PLIER 6INC; Krisbow; Part No. KW0101352; | P-13414-00
P-13415-00 | DIAGONAL CUTTER PLIER 6INC; Krisbow; Part No. KW0101358; | P-13415-00
P-13417-00 | BALLPOINT HEX KEY L 1.5-10MM 9PCS; Krisbow; Part No. KW0101634; | P-13417-00
P-13418-00 | Non-Woven abrasive Size : 6 "x 2" 7; ; ; | P-13418-00
P-13419-00 | Tungsten tig weld Size : 2,4mm; ; ; | P-13419-00
P-13420-00 | Tig Welder Torch No.5 Ceramic 5/16 Bore Size : no.5; ; ; | P-13420-00
P-13421-00 | Tig Torch Medium Back Cap WP 9/20 Size : Long; ; ; | P-13421-00
P-13422-00 | Tig Torch Medium Back Cap WP 9/20 Size : Medium | P-13422-00
P-13423-00 | Tig Torch Short Back Cap WP9/20 Size : Short | P-13423-00
P-13424-00 | Gas Lens 2.4mm Std Body (WP9/20) Size : 2,4mm; ; ; | P-13424-00
P-13425-00 | Tig Welder Torch Collet Body Size : 2,4mm; ; ; | P-13425-00
P-13426-00 | Tig Welder Torch Collet Body Size : 1,6mm; ; ; | P-13426-00
P-13427-00 | Tig Welder Torch Collet Size : 2,4mm; ; ; | P-13427-00
P-13428-00 | Tig Welder Torch Collet Size : 1,6mm; ; ; | P-13428-00
P-13429-00 | General - Cable Ducting 25mm x 40mm; Lokal; -; 1 pcs | P-13429-00
P-13445-00 | Plat Stainless Steel 304; ; ; | P-13445-00
P-13495-00 | Tee Conection Thread SS304 3/4 inch; ; ; | P-13495-00
P-13497-00 | Engsel Piano SS | P-13497-00
P-13498-00 | Panel Lock MS603 | P-13498-00
P-13499-00 | DOP Pipa PVC 4.0 inch | P-13499-00
P-13500-00 | Elbow SCH10 welded SUS304 3/4 inch; ; ; | P-13500-00
P-13501-00 | Pipa SCH10 SUS304 3/4 inch; ; ; | P-13501-00
P-13502-00 | Thread pipa SUS304 3/4 inch | P-13502-00
P-13513-00 | General - Magnehelic Pressure Gauges 2000-500Pa; Dwyer; -; 1 Pc | P-13513-00
P-13530-00 | Pressure Gauge Dial 2 1/2inch Connection Tri-clamp ferrule 1 1/2inch; ; ; | P-13530-00
P-13533-00 | Needle Valve SS304 1/4" Kitz; ; ; | P-13533-00
P-13534-00 | Needle Valve Kuningan 1/4" Kitz; ; ; | P-13534-00
P-13552-00 | Washable filter G4 c/w Galvanized frame Avegare arrestance : 94% Rec. Final Resistance : 250 Pa.; ; Size : 49 x 59 x 4 cm; | P-13552-00
P-13557-00 | Color Ribbon Cassette Model: B9901AX for Recorder Yokogawa Model: SR10006; ; ; | P-13557-00
P-13558-00 | Selenoid Valve 4V210-08 24 VDC; ; ; | P-13558-00
P-13562-00 | Y-Strainer Brass 1 inch; ; ; | P-13562-00
P-13563-00 | Selenoid Valve 2 way, 220VAC, UW-25 UNI-D; ; ; | P-13563-00
P-13564-00 | Pipa Ornamen SS 304 1 1/4inchx 1mm x 6mtr; ; ; | P-13564-00
P-13575-00 | Plotter Pen Purple Model: B9902AR for Recorder Yokogawa Model: SR10002; ; ; | P-13575-00
P-13576-00 | Pen Cartridge Green Model: B9902AN for Recorder Yokogawa Model: SR10002; ; ; | P-13576-00
P-13577-00 | Pen Cartridge Red Model: B9902AM for Recorder Yokogawa Model: SR10002; ; ; | P-13577-00
P-13581-00 | Mata Bor HSS-R | P-13581-00
P-13595-00 | Ball Valve Sanitary SS316 PTFE Connection:Ferrule/Triclamp 3inch | P-13595-00
P-13596-00 | Cutting Diamond Disc for Ceramic Turbo Bosch | P-13596-00
P-13597-00 | Selang Gas ukuran 1/4 inch | P-13597-00
P-13598-00 | Regulator Hydrogen 96A-10M Morris; ; ; | P-13598-00
P-13599-00 | Besi Pejal SS 304 dia.10 mm | P-13599-00
P-13600-00 | General - Besi Pejal, SS 304, dia. 8 mm; No Brand; -; 1 pcs | P-13600-00
P-13601-00 | Besi Pejal SS 304 dia.6 mm | P-13601-00
P-13602-00 | Pipa Hollow SS 304 Uk. 20x 20mm | P-13602-00
P-13603-00 | PW Generator Austar - RO Membranes BW30-400 DOW | P-13603-00
P-13630-00 | Reducer Bushing Kuningan 1/8inch Female x 1/4 Male | P-13630-00
P-13631-00 | Ferrule SS304 1inch x Drat Dalam 1/2inch | P-13631-00
P-13632-00 | Pressure Gauge SS304 0-10bar dial:100mm 1/2inch | P-13632-00
P-13641-00 | Filter SO 5 micron 30 inch O-ring 222 Bayonet; ; ; | P-13641-00
P-13646-00 | Selang Air 1/2 inch | P-13646-00
P-13647-00 | Elbow Drat Luar dan Drat Dalam uk. 1/2 inch | P-13647-00
P-13648-00 | Quick Coupler SM PM 20 Drat 1/4 inch | P-13648-00
P-13649-00 | Tee SS 304 welded dia 3/4 inch | P-13649-00
P-13650-00 | General - Shut off Valve HE-2-QS-6; FESTO; P/N : 153467; 1 Pc | P-13650-00
P-13657-00 | Sock Tembaga 5/8 inch; ; ; | P-13657-00
P-13660-00 | Sock Tembaga 7/8 inch; ; ; | P-13660-00
P-13706-00 | Gasket Flange DN65 | P-13706-00
P-13707-00 | Gasket Flange DN50 | P-13707-00
P-13708-00 | Gasket Flange DN40 | P-13708-00
P-13709-00 | Gasket Flange DN25 | P-13709-00
P-13710-00 | Baut SS countersunk M6x1.0x20 mm Ring Baut | P-13710-00
P-13713-00 | Autoclave Fedegari FVA2/A1 NB2963AT - Oring Viton 71 x 60 x 5.5 mm | P-13713-00
P-13714-00 | Autoclave Fedegari FVA2/A1 NB2963AT - Oring Viton 29 x 22 x 3.5 mm | P-13714-00
P-13715-00 | Autoclave Fedegari FVA2/A1 NB2963AT - Oring Viton 19 x 14 x 2.5 mm | P-13715-00
P-13722-00 | Insulation Pipe 5/8 inch x 3/4 inch | P-13722-00
P-13723-00 | Insulation Pipe 2-3/8 inch x 3/4 inch | P-13723-00
P-13724-00 | Socket Threaded Female SS316 1/2 inch | P-13724-00
P-13725-00 | Quick Coupler 1/2 inch Male | P-13725-00
P-13726-00 | Quick Coupler 1/2 inch Female | P-13726-00
P-13732-00 | Pressure Reducing Valve Flange End PN16 DN40; ; ; - SPIRAX SARCO Item Code : 6100137 | P-13732-00
P-13735-00 | Cable Duct Round Putih 35 x 10 mm; ; ; | P-13735-00
P-13745-00 | Filter Core Drier - D48 | P-13745-00
P-13754-00 | Electronic Valve Actuator ; Brand : Siemens ; P/N : SQS65 ; Pack Size : pcs | P-13754-00
P-13755-00 | Selenoid Valve 2 Way Brass, 24VDC, 1/4 inch; ; ; | P-13755-00
P-13758-00 | STILL RX 50-10C - Oil Rem | P-13758-00
P-13759-00 | STILL RX 50-10C - Wheel Brake Cyl | P-13759-00
P-13760-00 | V-trap PVC uk. 4 inch | P-13760-00
P-13773-00 | Valve PN16 DN25 for Actuator SQS65 Siemens; ; ; | P-13773-00
P-13787-00 | General - IAF HB Series (H13) Minimum eff.: 99.99% on 0.3 micron, Size: 305 x 305 x 292mm; IAF; -; 1 pc | P-13787-00
P-13887-00 | Kawat Seling SS dia 4mm | P-13887-00
P-14244-00 | General - UV Lamp SD55-320W; Hanovia; 130071-0320-C; 1 pc | P-14244-00
P-14245-00 | General - Shut off valve HE-2-QS-8; FESTO; P/N : 153468; 1 Pc | P-14245-00
P-14249-00 | Baut SS L M4 x 30 mm + Mur + Ring; ; ;; ; ; | P-14249-00
P-14268-00 | Baut hexagonal SS M4x20mm+Mur+Ring; ; ; | P-14268-00
P-14269-00 | Baut hexagonal SS M4x10mm+Mur+Ring; ; ; | P-14269-00
P-14357-00 | Ring Plate SS M8; ; ; | P-14357-00
P-14358-00 | Ring Plate SS M6; ; ; | P-14358-00
P-14376-00 | Gasket 2 1/2" /EPDM; ; ; | P-14376-00
P-14377-00 | General - Gasket Ferrule EPDM 1inch; Lokal; -; 1 pc | P-14377-00
P-14378-00 | Sanitary Butterfly Valve SS316 1" Ferrule; ; ; | P-14378-00
P-14379-00 | Gasket 3/4" /EPDM; ; ; | P-14379-00
P-14380-00 | Mechanical Seal Kit untuk Pompa Looping WFI SKID; ; c/n 9611922178; | P-14380-00
P-14407-00 | General - Gate Valve 1/2inch; Kitz; -; 1 pc | P-14407-00
P-14424-00 | Garam Kutreat RGN-9800F; ; ; 25Kg/zak | P-14424-00
P-14434-00 | Tee Sanitary Expanding (long) SS 316 L Dia 1" - Sodime; ; ; | P-14434-00
P-14442-00 | IAF HBHV Series (Hepa Filter) H13, Min Eff: 99,99% on 0,3 micron, Size: 610x610x292 mm; ; ; | P-14442-00
P-14443-00 | IAF HB Series (Hepa Filter) H13, Min Eff: 99,99% on 0,3 micron, Size: 610x305x93 mm; ; ; | P-14443-00
P-14444-00 | IAF HB Series (Hepa Filter) H13, Min Eff: 99,99% on 0,3 micron, Size: 610x610x93 mm; ; ; | P-14444-00
P-14445-00 | Filter IAF HB Series (Hepa Filter) H14, Min eff: 99,999 %, on 0.3 micron, Size: 610x305x93 mm; ; ; | P-14445-00
P-14453-00 | General - Filter IAF MB Series (Medium Filter), efficiency : 60-65 %, Size: 24 x 24 x 12 inch; IAF; -; 1 pcs | P-14453-00
P-14453-00 | General - Filter IAF MB Series (Medium Filter), efficiency : 60-65 %, Size: 24 x 24 x 12 inch; IAF; -; 1 pcs | P-14453-00
P-14454-00 | General - Filter IAF MB Series (Medium Filter), efficiency : 60-65 %, Size: 12 x 24 x 12 inch; IAF; -; 1 pcs | P-14454-00
P-14454-00 | General - Filter IAF MB Series (Medium Filter), efficiency : 60-65 %, Size: 12 x 24 x 12 inch; IAF; -; 1 pcs | P-14454-00
P-14455-00 | Filter IAF MBV Series (Medium Filter), efficiency : 80-85 %, Size: 24 x 24 x 12 inch; IAF; ; | P-14455-00
P-14456-00 | Filter IAF MBV Series (Medium Filter), efficiency : 80-85 %, Size: 12 x 24 x 12 inch; IAF; ; | P-14456-00
P-14457-00 | General - Filter IAF MBV Series (Medium Filter), efficiency : 90-95 %, Size: 24 x 24 x 12 inch; IAF; -; 1 pcs | P-14457-00
P-14458-00 | Filter IAF MBV Series (Medium Filter), efficiency : 90-95 %, Size: 12 x 24 x 12 inch; IAF; ; | P-14458-00
P-14459-00 | Filter IAF HB Series (Hepa Filter) H14, Min Eff : 99,999 % on 0.3 micron, Size: 610x610x93 mm; IAF; ; | P-14459-00
P-14460-00 | Filter IAF HB Series (Hepa Filter) H13, Min Eff : 99,99% on 0,3 micron, Size: 610x610x93 mm; IAF; ; | P-14460-00
P-14516-00 | Filter IAF HB Series (Hepa Filter) H14, Min eff: 99,999 %, on 0.3 micron, Size: 610 x 1220 x 93 mm; IAF; ; 1 pc | P-14516-00
P-14519-00 | General - Baut Hexagonal, SS, M8 x 30 mm + Mur + Ring; No Brand; -; 1 pcs | P-14519-00
P-14521-00 | Freon R410A; Dupont; ; | P-14521-00
P-14522-00 | Dynabolt M12x60mm; ; ; | P-14522-00
P-14528-00 | Pressure Gauge 2,5 inch 0-10 Bar, Sanitary Diaphragm Seal; ; ; | P-14528-00
P-14764-00 | Tee PVC 4" Rucika | P-14764-00
P-14877-00 | General - Kabel NYYHY 3 x 2.5mm; SUPREME; -; 1 meter | P-14877-00
P-14899-00 | Electrode Set Ozone Generator; Ozonia MKIV; ; | P-14899-00
P-14900-00 | Quartz sleeve Hanovia UV System; HANOVIA; p/n 120207042; | P-14900-00
P-14901-00 | Sleeve Seal Hanovia UV System; HANOVIA; p/n 600143025; | P-14901-00
P-14906-00 | UV Sensor Housing Hanovia UV System; HANOVIA; p/n 270264043; | P-14906-00
P-14907-00 | Washable Filter (G4), Type C 15 - 500, c/w Aluminium Frame, Average arrestance 97%, Rec. Final resistance 250 Pa, Size 20x 20x 2 ; IAF; ; | P-14907-00
P-14910-00 | Washable Filter (G4), Type C 15 - 500, Average arrestance 97%, Rec. Final resistance 250 Pa, Size 2 x 20 m; IAF; ; | P-14910-00
P-14928-00 | Watermur 2" SS 304; ; ; | P-14928-00
P-14948-00 | Fitting Male Elbow KQ2L08-02AS; ; ; | P-14948-00
P-14949-00 | Fitting Male Elbow KQ2L08-03AS; ; ; | P-14949-00
P-14950-00 | General - KQ2 Fitting, KQ2T04-00A; SMC Pneumatics; -; 10 pcs per pack | P-14950-00
P-14951-00 | General - Fitting Union Tee KQ2T06-00A; SMC; -; 1 pc | P-14951-00
P-14952-00 | General - KQ2 Fitting, KQ2T08-00A; SMC Pneumatics; -; 10 pcs per pack | P-14952-00
P-14953-00 | Straight Reducer KQ2H04-06A; ; ; | P-14953-00
P-14954-00 | Straight Reducer KQ2H06-08A; ; ; | P-14954-00
P-14955-00 | Straight Union KQ2H04-00A; ; ; | P-14955-00
P-14956-00 | General - Straight Union KQ2H06-00A; No Brand; -; 1 Pc | P-14956-00
P-14957-00 | Straight Union KQ2H08-00A | P-14957-00
P-14959-00 | PVC - Dop 1/2 inch; ; ; | P-14959-00
P-14960-00 | PVC - Dop 1 inch; ; ; | P-14960-00
P-14966-00 | General - Gate Valve Kuningan 2inch; Kitz; -; 1pc | P-14966-00
P-14969-00 | Fitting PVC - SDL PVC 3/4"; ; ; | P-14969-00
P-14970-00 | General - Pipa PVC AW dia. 2 1/2inch, Warna Abu-Abu; Rucika; -; 1 pcs | P-14970-00
P-14974-00 | PVC - Sock AW 2 1/2"; ; ; | P-14974-00
P-14976-00 | Ball Valve PVC 1/2"; ; ; | P-14976-00
P-14977-00 | Pipa Sanitary 1" SS 316; ; ; | P-14977-00
P-14980-00 | General - Seal Ferrule Teflon 3/4inch; No Brand; -; 1 pcs | P-14980-00
P-14980-00 | General - Seal Ferrule Teflon 3/4inch; No Brand; -; 1 pcs | P-14980-00
P-14992-00 | Ferrule to Hose 3/4 inch | P-14992-00
P-14993-00 | Ferrule to Hose 1,5 inch x 7mm; ; ; | P-14993-00
P-14995-00 | General - Reducer SS316 Sanitary dia. 1inch x 3/4inch; No Brand; -; 1 pc | P-14995-00
P-14998-00 | Room Press. Monitoring, P/N. 547-104A; ; ; | P-14998-00
P-14999-00 | Room Press. Monitoring, P/N. 547-103A; ; ; | P-14999-00
P-15000-00 | Air Diff. Press. Switch, P/N. QBM81; ; ; | P-15000-00
P-15001-00 | Air Duct Temp. Sensor, P/N. 536-811; ; ; | P-15001-00
P-15002-00 | Room Air Temp. & RH Sensor, P/N. QFA2060D; ; ; | P-15002-00
P-15017-00 | Selang Spiral Compressor dia.8 mm Include Coopler | P-15017-00
P-15036-00 | IAF HBMP Series (H13); Minimum effeciency : 99.99% on 0.3 micron;Size;1220X610X93 mm; Rec.final resi; ; ; | P-15036-00
P-15037-00 | IAF HBMP Series (H13); Minimum effeciency : 99.99% on 0.3 micron;Size;305X305X93 mm; Rec.final resis; ; ; | P-15037-00
P-15038-00 | IAF HBMP Series (H14); Minimum effeciency : 99.999% on 0.3 micron;Size ;305X305X93 mm; Rec.final res; ; ; | P-15038-00
P-15052-00 | General - Element Filter 1 micron; NXE-400-Z; -; 1 pc | P-15052-00
P-15053-00 | General - Element Filter 0.01 micron; NXE-400-X; -; 1 pc | P-15053-00
P-15076-00 | Fitting KQ2H10-04AS; ; ; | P-15076-00
P-15077-00 | Fitting KQ2H06-03AS; ; ; | P-15077-00
P-15078-00 | General - ELBOW PVC AW 2" ; Rucika; -; 1 pc | P-15078-00
P-15351-00 | FESTO - Plastic tubing PUN-10x1,5-BL (Blue) p/n 159668; ; ; | P-15351-00
P-15371-00 | Fedegari - Seal Door; ; ; | P-15371-00
P-15390-00 | Roda PU (Poliurethane) Uk. 4 inch; ; ; | P-15390-00
P-15391-00 | Fitting PVC - Reducer PVC AW 4" x 2"; ; ; | P-15391-00
P-15394-00 | Reducer Sock SS304 1/2 inch x 1/4 inch | P-15394-00
P-15412-00 | HEPA Filter H13 (99,97% At DOP); Size : 762 x 457 x 150 mm; Type : 1FRSI-762 x 457 x 150-1SIHT; ; Art No. 16280027-01; | P-15412-00
P-15413-00 | Ball Float Steam Trap 1 inch Screw BSP | P-15413-00
P-15419-00 | Sensor Turck No 10-30 VDC, 200mABi8U-Q08-AP6X2-V1131; Turck; ; | P-15419-00
P-15429-00 | Fedegari FVA2/A1 S/N : NB2964AT - Cover Seal FVM-A/2 FOB2 (Code: PP600265); ; ; | P-15429-00
P-15432-00 | Fitting KQ2E08-00; ; ; | P-15432-00
P-15433-00 | General - Fitting KQ2E06-00A; SMC; -; 1 Pc | P-15433-00
P-15436-00 | IAF G Series (G4); Average effeciency : 25 30%; Size : 16 x 25 x 1 (395 x 630 x 25 mm); Rec.final r; ; ; | P-15436-00
P-15437-00 | CABLE SPIRAL WRAPPING, TYPE KS24, BRAND KSS; ; ; | P-15437-00
P-15438-00 | General - Cable Spiral Wrapping; KSS; KS12; 1 Pc | P-15438-00
P-15446-00 | Flowmeter Merk Wiebrock; 60 LPM 0-60 liter/menit; ; ; | P-15446-00
P-15447-00 | Flowmeter Merk Wiebrock; 100 LPM, 0 - 100liter / menit; ; ; | P-15447-00
P-15448-00 | Flowmeter Mfg : Dwyer; Type : MMA-5; ; ; | P-15448-00
P-15449-00 | Flowmeter Mfg : Dwyer; Type : RMA-1-SSV-ARB; Range : 0.05-0.4 SCFH AIR; ; ; | P-15449-00
P-15596-00 | Elbow SS 304 dia. 1 Sch 10 | P-15596-00
P-15766-00 | Tee PVC dia. 1 1/2" | P-15766-00
P-15774-00 | General - Tee, SS 304, Sch 10, Butt Welded, 1 x 1inch; No Brand; -; 1 pcs | P-15774-00
P-15817-00 | General - Gasket Teflon Lembaran, Tebal 5mm, Size: 1000 x 1000mm; No Brand; -; 1 pc | P-15817-00
P-15818-00 | Gasket Tombo 1000, Tebal 5mm, uk.1270x1270mm; ; ; | P-15818-00
P-15833-00 | SMC - Pressure Filter Regulator Manual Drain AW30-03BG-A; ; ; | P-15833-00
P-15834-00 | SMC - Pressure Filter Regulator Auto Drain AW40-40DG-A; ; ; | P-15834-00
P-15850-00 | AIR FLOW SWITCH PS 300 X, REGIN, 20-300 PA | P-15850-00
P-15851-00 | AMPLAS EAGLE 100 | P-15851-00
P-15852-00 | General - Ampelas P500; EAGLE; -; 1 pcs | P-15852-00
P-15853-00 | CATRIDGE FILTER; CHINA; 5 MM | P-15853-00
P-15854-00 | CATRIDGE FILTER; LOCAL; 5 MM | P-15854-00
P-15855-00 | FITTING UNION TEE, SMC, KQ2T10-00A | P-15855-00
P-15856-00 | FLOW VALVE, KYLOLA, KFH-CA44 | P-15856-00
P-15857-00 | INVERTER,DANFOSS, VLT2980PT4B20STR0DBFOOA21C1 S/N 56670CA465 | P-15857-00
P-15858-00 | LEM ISOLASI, ARMAFLEX, 1 CAN | P-15858-00
P-15859-00 | LEM PVC 45 GRAM, ISARPLAS | P-15859-00
P-15860-00 | LEM, K-FLEX, 1 CAN : 2.6LTR | P-15860-00
P-15861-00 | LIQUID GASKET, THREE BOND | P-15861-00
P-15862-00 | PAPER RECORD YOKOGAWA; FOLDING CHART B9565AW | P-15862-00
P-15863-00 | PRESSURE SWITCH DANFOSS, DANFOSS, KP35 | P-15863-00
P-15864-00 | ROOM PRESS MONITORING, SIEMENS, P/N. 547-103A | P-15864-00
P-15865-00 | TEMPERATURE SENSOR,JUMO, 1XPT 100, TEMP 0-150C | P-15865-00
P-15866-00 | THREAD SEALANT, LOCTITE 554 | P-15866-00
P-15867-00 | THREAD SEALANT, LOCTITE, 243 MEDIUM STRENGTH | P-15867-00
P-15868-00 | VENT FILTER, TEFTEC 0,2-5 P7S | P-15868-00
P-15869-00 | VENT FILTER, PALL, NOVASIP C3 PFRP1 FILTER CAPSULE | P-15869-00
P-15870-00 | VENT FILTER, TEFTEC, TEFTEC 0,2-10 P7S | P-15870-00
P-15871-00 | VENT FILTER, KLEENPAK, 0.2 ?M, | P-15871-00
P-15880-00 | Keramik Argon No. 5 | P-15880-00
P-15903-00 | Freon Refrigerant Dupon Suva R507; ; ; | P-15903-00
P-15904-00 | Filter Catridge; Type : TefTEC Series; P/N : TefTEC 0.2 - 5 P7S; Micron : 0.2 Micron; Lenght : 5 Inc; ; ; | P-15904-00
P-15905-00 | Filter Catridge Type: TefTEC Series P/N : TefTEC 0.2 - 10 P7S Lenght : 10 Inch O-Ring : 226 Fin | P-15905-00
P-15938-00 | General - Water Hardness Test Kit; No Brand; -; 1 Pc | P-15938-00
P-15942-00 | Blind Ferrule SUS304 1.0"; ; ; | P-15942-00
P-15943-00 | Blind Ferrule SUS304 1/2"; ; ; | P-15943-00
P-15944-00 | Sealing belt (nillon) 1.5 cm x 77cm; ; ; | P-15944-00
P-15945-00 | WEDGE BELT OPTIBELT SPA 2082 | P-15945-00
P-15960-00 | General - Freon R32; Dupont; -; 1 pcs | P-15960-00
P-15961-00 | Freon 134A ;; ; ; | P-15961-00
P-15964-00 | Ball valve kuningan 1 inch KITZ; ; ; | P-15964-00
P-15993-00 | Digital Torque Wrench SQ 3/8 Inc 6,8-135Nm; ; ; pieces | P-15993-00
P-16136-00 | Baut SS L M6 x 20 mm + Mur + Ring; ; ;; ; ; | P-16136-00
P-16137-00 | Baut SS L M6 x 30 mm + Mur + Ring; ; ;; ; ; | P-16137-00
P-16250-00 | Cutting Wheel Nippon Resibon A-46S BF dia. 105 mm | P-16250-00
P-16308-00 | Fisher S 8 (1 box : 100 pcs) | P-16308-00
P-16359-00 | General - Hand Tap M 6 x 1,0 mm; Yamawa; -; 3pcs/set | P-16359-00
P-16402-00 | Kaca Las Warna Hitam No. 10 | P-16402-00
P-16474-00 | General - Lem PLastic Steel Epoxy + Hardener 5 menit; Dextone; -; 1 set | P-16474-00
P-16540-00 | Meteran Saku Panjang : 5 mtr | P-16540-00
P-16596-00 | General - Paku Ripet 5mm; No Brand; -; 1000pcs/box | P-16596-00
P-16635-00 | Pipa SS 304 Sch 10 dia. 1 x 6000 mm | P-16635-00
P-16970-00 | Terminal viking uk. 2,5 mm; ; ; | P-16970-00
P-16971-00 | Vent Filter Feed Water Tank; KA1V002PV1; KP 1 Emflon II Capsule 0.2 m; KLEENPAK; ; ; | P-16971-00
P-16972-00 | Vent Filter HE Press 6.5 bar, temp. 40C ; Brand : NOVASIP ( PALL ) ; P/N : C3PFRPI , IT09556493 ; Pack Size : pcs | P-16972-00
P-16974-00 | Strainer KITZ 1 1/2" BRASS; ; ; | P-16974-00
P-16975-00 | Strainer KITZ 1 1/4" BRASS; ; ; | P-16975-00
P-16976-00 | IAF HBMP Series (H14) Size:305x610x93mm effeciency:99,999% on 0,3 um; Rec.final resistance:500 Pa;; ; ; | P-16976-00
P-16991-00 | Ferrule Welding dia.1"; ; ; | P-16991-00
P-16992-00 | Elbow SS304 SCH 10x1/2 inch | P-16992-00
P-17000-00 | Dynabolt M8; ; ; | P-17000-00
P-17001-00 | Hexabolt M8; ; ; | P-17001-00
P-17026-00 | Cover Gasket Set DN15-25MM; ; ; | P-17026-00
P-17027-00 | Complete Gasket set for 1 1/2" FT43-10TV; ; ; | P-17027-00
P-17034-00 | O-ring Gasket packet for 1/2" BTM7 Thermostatic Steam Trap; ; ; | P-17034-00
P-17040-00 | Brake Fluid Prestone @300ml; ; ; | P-17040-00
P-17041-00 | Sok Pneumatic 1/2 x 6 inch; ; ; | P-17041-00
P-17044-00 | Rubber Leveling Feet M10; ; ; | P-17044-00
P-17047-00 | Hexabolt M6; ; ; | P-17047-00
P-17048-00 | Regulator Argon | P-17048-00
P-17049-00 | Kikir Besi 8"; ; ; | P-17049-00
P-17050-00 | Elbow 90 Kuningan 1/4" NPT x 6mm Tubing; ; ; | P-17050-00
P-17051-00 | Threading Pipe SS304 1/2"; ; ; | P-17051-00
P-17052-00 | Check Valve BRONZE 3/4"; ; ; | P-17052-00
P-17060-00 | Baut V Sink 5 x 10 mm; ; ; | P-17060-00
P-17061-00 | Baut V Sink 4 x 10 mm; ; ; | P-17061-00
P-17062-00 | General - Element Filter for N2; NEXUS; NXE-90-Z; 1 pc | P-17062-00
P-17064-00 | Bench Grinder GBG 35-15 6" Bosch; ; ; | P-17064-00
P-17065-00 | Hot Gun GHG630 2000 w Bosch; ; ; | P-17065-00
P-17066-00 | Pompa Submersible; ; ; - POMPA SUBMERSIBLE SB 3 | P-17066-00
P-17068-00 | PRV 7 - Pressure Reducing Valve 1 bar BRASS 3/4" KITZ; ; ; | P-17068-00
P-17071-00 | Double neeple SS 304 dia 1/4inch; ; ; | P-17071-00
P-17073-00 | Ferrule 3/4" SS 316L; ; ; | P-17073-00
P-17079-00 | Roda Caster Dia : 2" Swivel Flange With Brake; ; ; | P-17079-00
P-17167-00 | General - Hollow SS304 Uk. 30 x 30 x 1.5 x 6000mm; No Brand; -; 1 Pcs | P-17167-00
P-17176-00 | Protection Cover For Emergency Push Button 22mm FORT | P-17176-00
P-17223-00 | Shock Pipa PVC 1 1/2"; RUCIKA; ; pcs | P-17223-00
P-17252-00 | Clamp Holder Pipa SS304 2 Inch | P-17252-00
P-17253-00 | Hose Yee Joint Kuningan 1/2 inch | P-17253-00
P-17254-00 | Sock Drat dalam SS 304 1/2 Inch | P-17254-00
P-17255-00 | Nepple Hose SS304 1/2 Inch | P-17255-00
P-17260-00 | Oil seal G.14x20x3 mm | P-17260-00
P-17272-00 | O-ring Epdm 9 x 4 x 2,5 mm ; Brand : - ; P/N : - ; Pack Size : pcs | P-17272-00
P-17273-00 | O-ring Epdm 9 x 5 x 2 mm ; Brand : - ; P/N : - ; Pack Size : pcs | P-17273-00
P-17278-00 | Kawat las TIG Argon TGS-50 dia 1.6 mm | P-17278-00
P-17290-00 | Filter Regulator Brand : SMC P/N : AW20-02BG-C-A Pack Size : pcs | P-17290-00
P-17323-00 | Plate Gasket 3233014146 Alfa Laval | P-17323-00
P-17347-00 | General - Pre Filter G4 2m x 20m x 2mm; No Brand; -; 1 Pc | P-17347-00
P-17348-00 | Steam Trap Ball Float DN40 Flange PN16 ARI | P-17348-00
P-17358-00 | Oring EPDM 41.5x35x3.5 mm | P-17358-00
P-17359-00 | O-ring EPDM 41.5 x 35 x 3.5 mm ; Brand : - ; P/N : - ; Pack Size : pcs | P-17359-00
P-17360-00 | Oring EPDM 22.5x15.5x3.5 mm | P-17360-00
P-17361-00 | General - O-ring EPDM 15 x 9 x 3 mm; No Brand; -; 1 pc | P-17361-00
P-17363-00 | General - Ferrule SS 316, 1/2inch; No Brand; -; 1 pcs | P-17363-00
P-17368-00 | Gate valve 2 inch Flange JIS 10K | P-17368-00
P-17387-00 | Timming Belt 300L 025 Optibelt | P-17387-00
P-17388-00 | Pressure Gauge Membrane Sanitary Conn. Ferrule 1.5 inch Center Back SS 316L 0 s/d 10 bar WIKA | P-17388-00
P-17389-00 | General - Kawat Las SS316 3.2mm; No Brand; -; 1 kg | P-17389-00
P-17390-00 | PALL - AB1PFR7PVH4, 0.2 um; ; ; | P-17390-00
P-17399-00 | Tee PVC AW 1 inch x 1/2 inch | P-17399-00
P-17449-00 | Box Panel SS304 20 x 20 x 15 cm | P-17449-00
P-17451-00 | Belt SPA 1132 LW | P-17451-00
P-17452-00 | Ac Reflector Acrilik 1/2 - 1 PK | P-17452-00
P-17466-00 | Kawat Las Argon SS 304 Dia : 1.2 mm kg | P-17466-00
P-17481-00 | Per tekan - SS304 Dia. OD:4.5mm Pjg:55mm T:0.5mm | P-17481-00
P-17497-00 | Tee Drat 1 inch + Vlog Ring Brass 1 x 3/4inch | P-17497-00
P-17508-00 | Manifold For Selenoid Valve 1/8inch 3 Port | P-17508-00
P-17539-00 | Seal Ferrule Silicone 4 inch | P-17539-00
P-17540-00 | Chain Block 1 Ton x 5 Mtr | P-17540-00
P-17543-00 | Neepel Hose SS304 dia 1/4 inch | P-17543-00
P-17548-00 | Diaphragm (L) PRV 25P DN40 Code: 3265690 Spirax Sarco | P-17548-00
P-17549-00 | SMC - Air Filter AF20-02-A | P-17549-00
P-17552-00 | Lower Fuser Pressure Printer Laserjet P 3015 | P-17552-00
P-17560-00 | Thermodynamic Steam Trap 1/2 inch connection : Screwed BSP | P-17560-00
P-17561-00 | Bucket Steam Trap 1/2 inch connection : Screwed BSP | P-17561-00
P-17562-00 | General - Mounting Base 20 x 20mm; SIGMA; -; 1 Pc | P-17562-00
P-17569-00 | Carbon Vanes VT4.16 BECKER | P-17569-00
P-17640-00 | Flowmeter Fortex TP SS316 2 1/2 Inch,220 VAC, Modbus RS485; SHM; ; | P-17640-00
P-17645-00 | Chemical - Sodium Hiphoclorite; No Brand; -; 1 Liter | P-17645-00
P-17656-00 | Hollow SS201 10x10x1.2 mm | P-17656-00
P-17657-00 | Roda PU 2 Inc | P-17657-00
P-17658-00 | Magnet Door Cabinet | P-17658-00
P-17659-00 | Tarikan Laci Bulat SS | P-17659-00
P-17668-00 | General - Flow Control With Fitting, AS2002F-04; SMC Pneumatics; -; 1 pcs | P-17668-00
P-17675-00 | Ball Valve SS304 1/2 Inch | P-17675-00
P-17676-00 | Gas Wonder Fuel 220 Gram | P-17676-00
P-17677-00 | Portable Gas Torch | P-17677-00
P-17679-00 | Water Mur PVC DIA 1 1/2"; ; ; pcs | P-17679-00
P-17680-00 | General - Water Mur PVC dia. 2 1/2inch; No Brand; -; 1 pcs | P-17680-00
P-17681-00 | Tee PVC AW dia 2 inch x 1 inch | P-17681-00
P-17717-00 | Fisher S 8 (1 box : 100 pcs) | P-17717-00
P-17749-00 | Reducing Nepple SS304 1/2Inch - 1/4Inch | P-17749-00
P-17812-00 | Nepple Hose Kuningan 1/2 Inch | P-17812-00
P-17818-00 | Heater Double Loop SS304 Dia: 8,2 x 255 mm Nepple: M12 Baut: M4 1500W 230V; ; ; | P-17818-00
P-17830-00 | Cleaner Stainless Stell & Polish; 3M; ; | P-17830-00
P-17858-00 | Hepa Filter - H14 ( 99.999% ) size:305x610x69mm;; IAF; ; | P-17858-00
P-17862-00 | Tee PVC AW dia 1 1/4inch x 1 1/2inch | P-17862-00
P-17867-00 | Clamp Ferrule SS304 dia 2"; ; ; | P-17867-00
P-17875-00 | SMC - Air Regulator type AR20-02BG-B | P-17875-00
P-17896-00 | General - Hole Saw for Stainless Steel, dia. 37 mm; No Brand; -; 1 pcs | P-17896-00
P-17897-00 | General - Single Tape Foam 3mm x 25mm; No Brand; -; 10meter/roll | P-17897-00
P-17898-00 | Baut SS hexagonal M12x100 mm + mur; ; ; | P-17898-00
P-17899-00 | SCHINDLER ELEVATOR - Door Shoe; ; ; | P-17899-00
P-17920-00 | Rantai RS-35 Hitech | P-17920-00
P-18019-00 | General - Dial 4" Pressure Gauge 0-10 bar; Connection: 3/8", Screwed BSP; Spirax Sarco; 273300; 1 pc | P-18019-00
P-18027-00 | Valve Lockout Tagout Kit : With Loto Tag Cable Hasp Ball,Gate Valve; ; ; | P-18027-00
P-18028-00 | Commercial Lockout Tagout Kit : With Lock, Breaker Lock Outs; ; ; | P-18028-00
P-18066-00 | General - Hepa Filter H13 (99,95%) Size: 610 x 610 x 90; Camfil; -; 1 Pc | P-18066-00
P-18067-00 | General - Lampu TL LED T5 16 W 6000 K; No Brand; -; 1 unt | P-18067-00
P-18138-00 | Baut Hex M5 Machining As Mat SUS 316L | P-18138-00
P-18140-00 | General - Sanitary Diaphragma Pressure Gauge Membrane Conn. Ferrule 1.5 inch Center Back SS 316 0 s/d 10 bar; SPV; -; 1 Pc | P-18140-00
P-18160-00 | Kunci pas ring set; ; ; | P-18160-00
P-18170-00 | Kunci pas ring 22 mm; ; ; | P-18170-00
P-18171-00 | Kunci pas ring 24 mm; ; ; | P-18171-00
P-18213-00 | Part for Isolator - Breathing Hepa Filter 75D x 75H mm | P-18213-00
P-18214-00 | Part for Isolator - RTP 190 mm; Alpha port 190 mm dia; ; ; | P-18214-00
P-18240-00 | General - Stang Sealant; Tekiro; -; 1 Pc | P-18240-00
P-18255-00 | KITZ - Gate Valve dia 2 1/2 inch; ; ; | P-18255-00
P-18267-00 | Double Neple SS 304 Ukuran :1/2 inch | P-18267-00
P-18274-00 | Tee SS 304 Sch 10 welded dia 4 inch | P-18274-00
P-18275-00 | Reducer SS 304 Sch 10 welded dia 4x2 inch | P-18275-00
P-18276-00 | Sock Drat SS 304 2 inch | P-18276-00
P-18277-00 | Elbow PVC AW 45 deg dia 2 Inch; ; ; | P-18277-00
P-18278-00 | Van Belt SPZ 1500 LW Mitshuboshi | P-18278-00
P-18279-00 | Refrigerant R 134 A | P-18279-00
P-18280-00 | Mechanical seal CRN 5-32 | P-18280-00
P-18290-00 | Festo Standar Cylinder DSBC-40-40-PPVA-N3 PN. 1376657; ; ; pc | P-18290-00
P-18331-00 | Double Nepple Kuningan 1/8inch | P-18331-00
P-18358-00 | Quick Coupler Air Brush 1/8 inch; ; ; | P-18358-00
P-18368-00 | Manual Actuator DN4 - DN15 type: 601 P/n: 9601 8M A 0 TS; GEMU; ; | P-18368-00
P-18407-00 | Seal Ferrule EPDM 1/2"; ; ; | P-18407-00
P-18410-00 | Dynabolt M6 x 85mm; ; ; | P-18410-00
P-18435-00 | Spring Sidearm Kit; Sanco; P/N : EP001287SP; | P-18435-00
P-18447-00 | Sample Pump Head for TOC Sievers M500; ; ; | P-18447-00
P-18448-00 | Resin Bed Replacement for TOC Sievers M500; ; ; | P-18448-00
P-18462-00 | Oil Seal 10x14x3; ; ; | P-18462-00
P-18466-00 | Door Stickers T30A; upgraded type; ; ; | P-18466-00
P-18467-00 | Pass Box Stickers JZC-A Kecil; ; ; | P-18467-00
P-18468-00 | Pass Box Stickers ZC-A; ; ; | P-18468-00
P-18470-00 | Misumi - HXNHFFLT-SUS-M5-10; ; ; | P-18470-00
P-18472-00 | General - Thermostatic Steam Trap LV6-CE DN20 SS; TLV; -; 1 Pc | P-18472-00
P-18475-00 | General - Mechanical Single Shaft Seal LKH SIC/SIC/EPDM for LKH35/216/SSS/5.5KW; Alfalaval; -; 1 pc | P-18475-00
P-18500-00 | Pipa SS316 1 inch Sch20; ; ; | P-18500-00
P-18501-00 | Elbow SS 316 1inch Sch20; ; ; | P-18501-00
P-18504-00 | Chemours - Freon 404A;; ; ; | P-18504-00
P-18512-00 | Pipa Tembaga AC Uk. 1 3/8 inch; ; ; | P-18512-00
P-18546-00 | Constan Air Volume EN 200x100 with Flow Scale 0-600 CMH; TROX; ; | P-18546-00
P-18554-00 | General - Baut Hexagonal, SS 304, M4 x 8 mm; No Brand; -; 1 pcs | P-18554-00
P-18555-00 | General - Baut L, SS 304, M3 x 6 mm + Mur; No Brand; -; 1 pcs | P-18555-00
P-18556-00 | General - Baut L, SS 304, M3 x 10 mm + Mur; No Brand; -; 1 pcs | P-18556-00
P-18557-00 | Snap Ring Dalam SS 304 Uk. 19 mm; ; ; | P-18557-00
P-18572-00 | Flow assembly for electrodes ORP type 462 5020-40; JUMO; ; | P-18572-00
P-18598-00 | General - Cast Iron Pipe Clamp, 2"; No Brand; -; 1 pcs | P-18598-00
P-18599-00 | General - Cast Iron Pipe Clamp, 4"; No Brand; -; 1 pcs | P-18599-00
P-18618-00 | Chemical - Kuclean; No Brand; HL-351; 20L/can | P-18618-00
P-18619-00 | Filling VFM100 - Guide Vial Material SUS 304; ; ; | P-18619-00
P-18620-00 | Filling VFM100 - Piringan Loadcell Material SUS304; ; ; | P-18620-00
P-18646-00 | Global Power Supply PN. 6R_SA2120-01C; ; ; | P-18646-00
P-18665-00 | Heavy clamp ferrule 1 - 1 1/2 inch; SS304L;; ; ; | P-18665-00
P-18666-00 | General - Vlok Ring, Kuningan/Brass, 1 x 1/2inch; No Brand; -; 1 pc | P-18666-00
P-18667-00 | Freeze Dryer MBE1207 - Gasket Slot Door Silicone dia 13 mm; ; ; | P-18667-00
P-18711-00 | General - Hand Taps M 4 x 0.7 mm Made In Japan ; Yamawa; ; 1 set = 3 pcs | P-18711-00
P-18712-00 | General - Hand Taps M 5 x 0.8 mm Made In Japan ; Yamawa; -; 1 set = 3 pcs | P-18712-00
P-18713-00 | Screw Extractor Merek Tekiro (1 set = 6 pcs); ; ; | P-18713-00
P-18725-00 | General - Freon R507; Chemours; -; 1 pcs | P-18725-00
P-18769-00 | Mata Gerinda Potong 4" Merek WD; ; -; 20 pc | P-18769-00
P-18788-00 | Baut SS Hexagon SS M6x55mm + Mur; ; ; | P-18788-00
P-18789-00 | Gland Packing Teflon PTFE 4x4 mm; ; ; | P-18789-00
P-18821-00 | Neppel Pentil Pengisian Freon Uk. 1/4"; ; ; | P-18821-00
P-18833-00 | Gland Packing Teflon PTFE 8x8; ; ; | P-18833-00
P-18834-00 | Gland Packing Teflon PTFE 6x6; ; ; | P-18834-00
P-18835-00 | Solenoid Valve Pneumatic UD08E4 Port 1/4" 2/2 Way 24VDC; EMC; ; | P-18835-00
P-18865-00 | Freon R407 - Chemours USA; ; ; | P-18865-00
P-18906-00 | Float Valve D14 mm AI SI 316L; Lokal; ; | P-18906-00
P-18908-00 | General - HSS Twist Drill Bit PointTeQ 13pcs Set 1.5 - 6.5 mm; Bosch; 2608577349; 13 pcs per set | P-18908-00
P-18909-00 | Refrigerant Recovery Tank Cld-30Y 13 L , 30 Lbs , 13.6Kg; ORION; ; | P-18909-00
P-18963-00 | General - Tubing Nylon Putih 6 x 8mm; No Brand; -; 1 Pc | P-18963-00
P-18964-00 | Check Valve Aquarium; Lokal; ; | P-18964-00
P-18965-00 | Sparepart Maintenance Kit SRV66 Size 1-2 Inch (0,8 - 2,5 barg); Spirax Sarco; 6404141UA-1; | P-18965-00
P-18966-00 | Kawat Perak Las 40%; Merk Grilot-7; ; ; | P-18966-00
P-19028-00 | General - Washable G4 Avg arrestance : 94%. Rec. Final resistance: 250 Pa. Size: 24" x 24" x 2"; IAF; ; pcs | P-19028-00
P-19029-00 | General - Washable G4 Avg arrestance : 94%. Rec. Final resistance: 250 Pa. Size: 12" x 24" x 2"; IAF; ; pcs | P-19029-00
P-19031-00 | Elbow Ferrule 2 Inch; Custom; ; | P-19031-00
P-19032-00 | Elbow Ferrule 1.5 Inch; Custom; ; | P-19032-00
P-19038-00 | Kunci Handle Panel MS 306-2-1 Hengzhu; Hengzhu; ; | P-19038-00
P-19065-00 | General - Filter Dryer; Emerson; EK-052; 1 pcs | P-19065-00
P-19080-00 | Cabel Tie Mount 30 x 30 mm; Sigma; ; | P-19080-00
P-19081-00 | Cabel Tie Mount 20 x20 mm; Sigma; ; | P-19081-00
P-19114-00 | Paket Las Komplit (Acetylene, Oksigen, Blander Las Gloor, Selang Double 5 m, Regulator); Glory; ; | P-19114-00
P-19125-00 | HB HCX Series (H14) 99,99% 0,3 micron 610x610x292 mm; IAF; ; | P-19125-00
P-19126-00 | MB DH Series (F8) 90-95% 610x610x292 mm; IAF; ; | P-19126-00
P-19127-00 | PVC Bag for Bag In Bag Out; IAF; ; | P-19127-00
P-19144-00 | O-ring Silicon Diameter 5,33mm; Lokal; ; | P-19144-00
P-19160-00 | Cable Duct PVC 65 x 65 x 2900mmLokal | P-19160-00
P-19192-00 | General - Magnehelic Pressure Gauges, Model: 2000-250 Pa, Range: 0-250Pa; Dwyer; -; 1 Pc | P-19192-00
P-19206-00 | HB Series (H13) :592x592x292mm Minimum efficiency : 99,99% on 0,3 micron Rec.final resistance:50; IAF; ; | P-19206-00
P-19221-00 | Webbing Sling 1 Ton x 10 Mtr Lebar 30mm; Spanset; ; | P-19221-00
P-19232-00 | General - Fitting QSL 3/8 x 12 mm; EMC; -; 1 pc | P-19232-00
P-19233-00 | General - Fitting QS 1/2 x 8 mm; EMC; -; 1 pc | P-19233-00
P-19234-00 | Fitting Tee Tubing (Pneumatic Union Speed Control) 12 mm; EMC; ; | P-19234-00
P-19235-00 | Box Panel 20x17x12cm, Tebal Plat 1 mm; Lokal; ; | P-19235-00
P-19236-00 | Tubing Nylon 12mm x 9mm @100 m/Roll; SHPI Taiwan; ; | P-19236-00
P-19237-00 | Vlok Ring SS 304 1" x 3/8 "; ; ; | P-19237-00
P-19238-00 | Fitting Tee Tubing 12mm; EMC; ; | P-19238-00
P-19255-00 | Plastic Tubing PUN-H-14x2-BL; Festo; 570386; | P-19255-00
P-19271-00 | Free Float Steam Trap 1/2 inch (DN15); TLV; J3X10; | P-19271-00
P-19272-00 | Free Float Steam Trap 3/4 Inch (DN 20); TLV; J3X10; | P-19272-00
P-19273-00 | Free Float Steam Trap 3/4 inch (DN 20); TLV; J5X10; | P-19273-00
P-19274-00 | Angle Seat Valve Type 2000-A-2-20,0-EE-RG-GM85-B-D MC13+MS74+PX51, 2/2 Ways NC; Burkert; P/N : 185356; | P-19274-00
P-19303-00 | General - Diaphragm Valve PTFE/EPDM DN 65 - 80 Type 653, 687; Gemu; P/N : 600 80M 54; | P-19303-00
P-19304-00 | General - Diaphragm Valve PTFE/EPDM DN 10 - 20 Type 612, 625; Gemu; P/N : 600 10M 54; | P-19304-00
P-19354-00 | General - Spare Actuator for Type 687 DN 25 NC, c/w : OPI 1300; Gemu; P/N : 9687 25Z 1F/N + 1300000Z13; 1 Unit | P-19354-00
P-19381-00 | General - Adaptor Nepel Kran Freon R22/R410 Isi Freon AC , Low & High; No Brand; ; 1 Pc | P-19381-00
P-19405-00 | General- Mechanical Sear CR 32 HQQE; Grundfoss; P/N : 96525458; 1 Pc | P-19405-00
P-19410-00 | General - Bearing NATA5902; IKO; -; 1 pc | P-19410-00
P-19434-00 | General - Chemical Cleaning; Kuclean; AC 101; 1 PL = 25 Kg | P-19434-00
P-19442-00 | General - Elbow Male Connector Od 6mm x 1/4 inch NPT Stainless Steel; No Brand; -; 1 Pc | P-19442-00
P-19443-00 | General - Pneumatic Vacuum Ejector; EMC; E-CV-05-R; 1 Pc | P-19443-00
P-19449-00 | Mesin Chamber - Coil Evaporator Uk. 52 X 22 X 11; Custom/Lokal; -; 1 Pc | P-19449-00
P-19483-00 | General - Float Vent 1/2 Inch; Yoshitake; TA-22; 1 Pc | P-19483-00
P-19484-00 | General - Sliding Pintu Lift Barang Uk. 50 x 32 mm; Custom/Lokal; -; 1 Pc | P-19484-00
P-19512-00 | General - Karet Pintu Kaca Strip Silikon H 10mm; Lokal; -; 1 meter | P-19512-00
P-19521-00 | General - Regulator Gas Hydrogen; Harris; 25GX-15-H2; 1 pcs | P-19521-00
P-19539-00 | General - Roda Pu 3 Inch 75X32 Mm Tanpa Bracket - - | P-19539-00
P-19540-00 | General - Roda Pu 3 Inch Drat 1/2 Inch X 30Mm - - | P-19540-00
P-19542-00 | General - Regulator Gas Helium, 96-15M-He; Morris; -; 1 pc | P-19542-00
P-19569-00 | General - Sanitary Diaphragma Pressure Gauge, SS 304, dia 4inch, Range 0-10 Bar; SPV; TTXX00XX0180; 1 pcs | P-19569-00
P-19570-00 | General - Pressure Gauge Case & Connection SS 304, dia 2,5inch, Range 0-10 Bar, SPS65BC10B0; SPV; TNXX01XX0224; 1 pcs | P-19570-00
P-19571-00 | General - Pressure Gauge Case & Connection SS304, dia 2,5inch, Range 0-6 Bar, SPS65BCB6B0; SPV; TNXX01XX0223; 1 pcs | P-19571-00
P-19600-00 | General - Tubing TLM0604N-100; SMC; -; 1 meter | P-19600-00
P-19622-00 | General - Hollow SS 304 Uk. 40 x 40 x 1,2mm x 6m; No Brand; -; 1 pc | P-19622-00
P-19623-00 | General - Air Gun 10 Inch; Tekiro; -; 1 pc | P-19623-00
P-19637-00 | General - Recoil Spiral Hose dia. 5 x 8mm x 12 meter; No Brand; -; 1 pc | P-19637-00
P-19638-00 | General - Mini Regulator for Spray Gun with Filter; No Brand; -; 1 pc | P-19638-00
P-19647-00 | General - Gasket Ferrule EPDM 6inch; Lokal; -; 1 pc | P-19647-00
P-19659-00 | General - Dop, PVC AW, 3/4"; No Brand; -; 1 pc | P-19659-00
P-19660-00 | Fitting PVC - Tee PVC 2.5 Inch; Rucika; -; 1 pc | P-19660-00
P-19678-00 | General - Kompresor Udata Gun 1/4inch; Lokal; -; 1 pc | P-19678-00
P-19693-00 | General - Lem Adhesive; Superlon; -; 1kg/can | P-19693-00
P-19731-00 | General - Solenoid Valve 1 inch SS 304, UWS-25-E2; EMC; -; 1 pc | P-19731-00
P-19757-00 | General - Filter Panel Size 4inch; No Brand; -; 1 pc | P-19757-00
P-19770-00 | General - Centering Ring DN25 ISO-KF with Fine Filter; No Brand; -; 1 pc | P-19770-00
P-19771-00 | General - Clamping Ring DN20-25 ISO-KF; No Brand; -; 1 pc | P-19771-00
P-19772-00 | General - Centering Ring DN25 ISO-KF SS/FPM; No Brand; -; 1 pc | P-19772-00
P-19777-00 | General - Coupling Adapter Mixer SS 304 SMBS Uk. 35x100mm; Custom; -; 1 pc | P-19777-00
P-19778-00 | General - Mesh 30 SS 304; No Brand; -; 1 meter | P-19778-00
P-19779-00 | General - PVC Hose cpl., DN25 ISO-KF, 2000 mm; Inficon; 211-412; 1 pc | P-19779-00
P-19784-00 | General - Male Connector M6 x 1/4inch NPT SS 316; Lokal; MC-NPT4-316; 1 pc | P-19784-00
P-19791-00 | General - Sealing Strip, KWO Cellflon R D6MM; Bentela Nusa Persada; P15040709F; 1 pc | P-19791-00
P-19811-00 | General - Clamp Ferrule Sanitary 3/4 Inch; No Brand; -; 1 pc | P-19811-00
P-19818-00 | General - Regulator AR2000-02 Uk. 1/4inch; ITAC; -; 1 pc | P-19818-00
P-19819-00 | General - Drain Pan Humidity Chamber SS304; Custom; -; 1 unit | P-19819-00
P-19820-00 | General - Baut L Tanam M5 x 10 x 0.8 SS 304; No Brand; -; 100pcs/pack | P-19820-00
P-19826-00 | General - Tutup Lubang Transfer Isolator OSD 110 x 45mm; Agru Farma; Custom; 1 pc | P-19826-00
P-19827-00 | General - Valve Aktuator Stroke 40mm; Siemens; SKC62 2800N; 1 pc | P-19827-00
P-19844-00 | General - Drain Pan WIHC; Custom Agru Farma; -; 1 pc | P-19844-00
P-19845-00 | General - Roda PU 2 Inch tebal 25mm (Hanya Roda); No Brand; -; 1 pc | P-19845-00
P-19846-00 | General - Insulasi Pipa 1 1/8 x 3/8 Inch Panjang 1.82m Tube Class 1; Insuflex; -; 1 pc | P-19846-00
P-19847-00 | General - Baut L Tanam M4x4mm SS304; No Brand; -; 100pcs/pack | P-19847-00
P-19848-00 | General - Kawat Las Elektrode uk. 2,6x300mm; Niko Steel; NSN-308; 1 pc | P-19848-00
P-19849-00 | General - Reducer Pneumatic Fitting 14-12 mm; EMC; -; 1 pc | P-19849-00
P-19850-00 | General - Bearing 629ZZ; SKF; -; 1 pc | P-19850-00
P-19868-00 | General - Blind Plate KF25 SS; Lokal; -; 1 pc | P-19868-00
P-19877-00 | General - Flexible Ducting Pipa Alumunium 4inch; No Brand; -; 1 pc | P-19877-00
P-19879-00 | General - Clamp Pipa Gantung 2,5inch; No Brand; -; 1 pc | P-19879-00
P-19882-00 | General - Socket Pipa PVC JIS AW 2inch; Rucika; -; 1 pc | P-19882-00
P-19885-00 | General - Kabel Duct Oval, Size: 50x15, Panjang 2.9meter; Stindo; -; 1 pc | P-19885-00
P-19889-00 | General - Air Accu Merah; DeQuua; -; 20L/can | P-19889-00
P-19892-00 | General - Plug Silincer 1/4inch; No Brand; -; 1 pc | P-19892-00
P-19893-00 | General - Plug Silincer 1/8inch SS304; No Brand; -; 1 pc | P-19893-00
P-19894-00 | General - Fitting QS 1/8 x 6mm; EMC; -; 1 pc | P-19894-00
P-19895-00 | General - Baut M4 x 60mm + Mur + Ring; No Brand; -; 1 pc | P-19895-00
P-19896-00 | General - Quick Coupler 3/8inch to Female Drat Dalam 3/8inch; No Brand; -; 1 pc | P-19896-00
P-19897-00 | General - Quick Coupler 3/8inch to Male Drat Luar 1/4inch; No Brand; -; 1 pc | P-19897-00
P-19898-00 | General - Bushing VAV dia. 24 x 26mm; Custom Agru Farma; -; 1 pc | P-19898-00
P-19899-00 | General - Teflon Sheet 6 x 1000 x 1000mm; No Brand; -; 1 pc | P-19899-00
P-19908-00 | General - Tig Welding torch Up Collect Body Nozzle Kit WP17 dan WP26; No Brand; -; 15 pcs/set | P-19908-00
P-19949-00 | General - Label Maker Cable CAT6A; No Brand; -; 1 pc | P-19949-00
P-19950-00 | General - Directional Valve Pin Lock; SMC; VHL210W-02; 1 pc | P-19950-00
P-19951-00 | General - Check Valve SMC; -; AKH08A-025; 1 pc | P-19951-00
P-19952-00 | General - Fitting SMC; SMC; KQ2U08-00A; 1 pc | P-19952-00
P-19953-00 | General - Plug 1/4inch; SMC; -; 1 pc | P-19953-00
P-19954-00 | General - Differential Pressure Controller DHC-206 Size 2.5inch w.c.; Dwyer; -; 1 pc | P-19954-00
P-19955-00 | General - Flow Sensor Fitting S030 for Paddle Wheel Sensor SET08; Burkert; SET08-S030-0000-VAFF-P5-00-0-000/00-0*MP13+MP19; 1 pc | P-19955-00
P-19957-00 | General - Vacuum Ferrule KF25; No Brand; -; 1 pc | P-19957-00
P-19958-00 | General - Vacuum Ferrule KF16; No Brand; -; 1 pc | P-19958-00
P-19987-00 | General - Trolley Helium Leak Detector Uk. 600 x 750 x 800cm; Custom Agru Farma; -; 1 pc | P-19987-00
P-20014-00 | General - Double Nepple Kuningan Drat 3/8 inch - 3/8inch; No Brand; -; 1 pc | P-20014-00
P-20015-00 | General - Pressure Gauge 0-6 Bar, Drat 1/2inch; WIKA; -; 1 pc | P-20015-00
P-20016-00 | General - Mur Baja M14; No Brand; -; 1 pc | P-20016-00
P-20018-00 | General - Penutup Flexible Ducting 4inch; No Brand; -; 1 pc | P-20018-00
P-20019-00 | General - Door Sticker T30-X; Austar; -; 1 pc | P-20019-00
P-20020-00 | General - Besi UNP 100 x 50 x 3mm; No Brand; -; 1 pc | P-20020-00
P-20021-00 | General - Plat Strip 50 x 6 x 6000mm; No Brand; -; 1 pc | P-20021-00
P-20022-00 | General - Long Drat 14mm x 1meter; No Brand; -; 1 pc | P-20022-00
P-20039-00 | General - Baut Button Flange M5 x 10mm x 1.5mm; No Brand; -; 100pcs/pack | P-20039-00
P-20041-00 | General - Cable Duct 15 x 30mm; No Brand; -; 1,7meter/pc | P-20041-00
P-20045-00 | General - Pipa Ornamen SS304 1 inch x 1.2mm x 6m; No Brand; -; 1 pc | P-20045-00
P-20049-00 | General - Bobbin Gulungan Kabel Jumbo 30cm; No Brand; -; 1 pc | P-20049-00
P-20117-00 | General - Universal Bearing Puller/Tracker Bearing Seperator; No Brand; -; 21pcs/set | P-20117-00
P-20129-00 | General - Hygrothermo Transducer, 907021/161-2-34-005/000, Output 4...20mA, 2 Wire, 0-100%, 0-50DegC; Jumo; JU.90.7021.050; 1 pc | P-20129-00
P-20131-00 | General - Kaca Las Bening; No Brand; -; 1 pc | P-20131-00
P-20144-00 | General - Flange SS304 JIS 10K STD 2,5inch; No Brand; -; 1 pc | P-20144-00
P-20150-00 | General - Y Strainer Kuningan/Brass 1/2inch, Connection Screw, Class 150; Kitz; -; 1 pc | P-20150-00
P-20181-00 | General - Kunci Box Panel Uk. 110mm; Electrical Home; MS-104C-3-K; 1 pc | P-20181-00
P-20182-00 | General - Kawat Las SS E-308 2.0mm; No Brand; -; 1 kg/pack | P-20182-00
P-20183-00 | General - Kawat Las RB26 2mm 6013; Kobelco; -; 5kg/box | P-20183-00
P-20184-00 | General - Hollow SS304 Uk. 40 x 40 x 1.5 x 3000mm; No Brand; -; 1 pc | P-20184-00
P-20185-00 | General - Siku SS304 30 x 30 x 3 x 6000mm; No Brand; -; 1 pc | P-20185-00
P-20186-00 | General - Expanded Metal Besi Tipe 3035 Uk. 1200 x 2400 x 3mm; No Brand; -; 1 pc | P-20186-00
P-20188-00 | General - Solenoid 2 Way; EMC; 2V025-08; 1 pc | P-20188-00
P-20191-00 | General - Besi CNP 100 x 50 x 2mm x 6000mm; No Brand; -; 1 batang | P-20191-00
P-20233-00 | General - Baut + Mur Tembaga M10 x 20 Kunci 17; No Brand; -; 20pcs/pack | P-20233-00
P-20236-00 | General - Tee Reducer PVC 2 x 3/4inch; Rucika; -; 1 pc | P-20236-00
P-20238-00 | General - Gate Valve Kuningan 1/2 Inch ASA; KITZ; -; 1 pc | P-20238-00
P-20242-00 | General - Plate SS304 Uk. 1,2 x 1220 x 2440mm F2B; No Brand; -; 1 pc | P-20242-00
P-20252-00 | General - Pressure Gauge Range 0-6 Bar Conn 1/2inch; Sika; MREM32107500G; 1 pc | P-20252-00
P-20258-00 | PW SKID - Seal Mainhole Tank; Custom Bentala; -; 1 pc | P-20258-00
P-20272-00 | General - V Belt SPA 1132; Mitsuboshi; -; 1 pc | P-20272-00
P-20283-00 | General - Filter Regulator AW30-03-A; SMC; -; 1 pc | P-20283-00
P-20284-00 | General - Float Steam Trap 1inch FT14-10 SG Iron Body Connection Screwed BSP; Spirax Sarco; 1475700C; 1 pc | P-20284-00
P-20285-00 | General - Cover Sensor Temp RH 110 x 150mm; Custom Agru; -; 1 pc | P-20285-00
P-20309-00 | General - Hole Saw TCT Kugel 100 mm; Kugel; ; | P-20309-00
P-20358-00 | General - Control Gear Replacement VVF42,100-125C 2-port seat Valve, Flanged, PN10, DN100, kvs 125; Siemens; -; 1 pc | P-20358-00
P-20359-00 | General - Replacement VVF42,80-80C 2-port seat Valve, Flanged, PN10, DN80, kvs 80 (Body Valve); Siemens; -; 1 pc | P-20359-00
P-20360-00 | General - Liquid Gasket; Threebond; -; 75g/tube | P-20360-00
P-20361-00 | General - Ball Valve PVC 1 Inch Gagang Stainless; No Brand; -; 1 pc | P-20361-00
P-20362-00 | General - Prefilter Washable G4 c/w Aluminium Frame, 91% 250 Pa, 595 x 595 x 46mm; IAF; -; 1 pc | P-20362-00
P-20363-00 | General - Prefilter Washable G4 c/w Aluminium Frame, 91% 250 Pa, 290 x 595 x 46mm; IAF; -; 1 pc | P-20363-00
P-20364-00 | General - Prefilter Washable G4 c/w Aluminium Frame, 91% 250 Pa, 493 x 595 x 46mm; IAF; ; | P-20364-00
P-20365-00 | General - Prefilter Washable G4 c/w Aluminium Frame, 91% 250 Pa, 290 x 493 x 46mm; IAF; ; | P-20365-00
P-20366-00 | General - Pressure Gauge 4 Inch 0-6 Bar, Full Stainless Steel; Weibrock; -; 1 pc | P-20366-00
P-20367-00 | General - Oring 8 x 400 x 416mm NBR; Custom Trenade; -; 1 pc | P-20367-00
P-20368-00 | General - Junction Box 220 x 150 x 75mm; No Brand; -; 1 pc | P-20368-00
P-20369-00 | General - Terminal Viking Grounding 4mm; Legrand; -; 1 pc | P-20369-00
P-20392-00 | General - Sock Drat Luar PVC 3/4 x 1/2 inch; Rucika; -; 1 pc | P-20392-00
P-20393-00 | General - Tee Reducer PVC 2 1/2 x 3/4 inch; ; ; | P-20393-00
P-20408-00 | General - Pressure Gauge 10 Bar 3/4 Inch; GMT; -; 1 pc | P-20408-00
P-20409-00 | Pompa Grundfos - Shaft Seal CR/N 32/45/64/90 HQQE; Grundfos; -; 1 pc | P-20409-00
P-20431-00 | General - Elbow Ornamen SS201 dia. 4 inch; No Brand; -; 1 pc | P-20431-00
P-20432-00 | General - Round Pipe Hanger with Blue Rubber Seat and Base SS304 dia. 4 inch; No Brand; -; 1 pc | P-20432-00
P-20443-00 | General - Magnehelic Diffirential Pressure Indicating Transmitter 605-3; Dwyer; -; 1 pc | P-20443-00
P-20444-00 | General - Prefilter Washable G4 c/w Aluminium Frame, 91% 250 Pa, 493 x 493 x 46mm; IAF; -; 1 pc | P-20444-00
P-20445-00 | General - Caustic Soda (NaOH), Flakes; Tjiwi; -; 1 kg | P-20445-00
P-20448-00 | General - Insulation Ducting Tebal 20mm Uk. 1.2 x 0.9m; Proflex; -; 1 pc | P-20448-00
P-20449-00 | General - Supply Air Diffuser + OBD 200 x 200mm (8inch), Natural, Luar 33 x 33cm; No Brand; -; 1 pc | P-20449-00
P-20509-00 | General - Pressure Regulator AR20-F02G-D; SMC; -; 1 pc | P-20509-00
P-20517-00 | General - Hole Saw SS TCT 23mm; Kugel; -; 1 pc | P-20517-00
P-20527-00 | General - Single Laser Infrared Thermometer 10:1; Fluke; FLK-62 MAX/SG; 1 unit | P-20527-00
P-20528-00 | General - Clamp Ferrule Complete SMS SS304 (12.7mm - EPDM) dia. 4 inch; No Brand; -; 1 pc | P-20528-00
P-20529-00 | General - Oring Port Sampling 8 x 61 x 77mm; Custom Agru; -; 1 pc | P-20529-00
P-20530-00 | General - PU Series (F8) Uk. 892 x 492 x 360mm Efficiency 91-95% Final Resistance 250Pa 9 pocket; IAF; -; 1 pc | P-20530-00
P-20531-00 | General - PU Series (F8) Uk. 592 x 287 x 360mm Efficiency 91-95% Final Resistance 250Pa 6 pocket; IAF; -; 1 pc | P-20531-00
P-20532-00 | General - Hand Tap M3 x 0.5; Yamawa; -; 3pcs/pack | P-20532-00
P-20533-00 | General - Chain Lube; WD-40 Specialist; -; 360ml/can | P-20533-00
P-20540-00 | General - Handle Pintu Panel H3-60-221-050; Soutcho; -; 1 pc | P-20540-00
P-20541-00 | General - Lidah Handle Panel E5-6110; Southco; -; 1 pc | P-20541-00
P-20542-00 | General - Constant Air Volume EN Uk. 600 x 200mm; Trox; 918-3672; 1 pc | P-20542-00
P-20543-00 | General - Constant Air Volume EN Uk. 500x300mm; Trox; 1350-5400; 1 pc | P-20543-00
P-20544-00 | General - General Ferrule EPDM NW200; No Brand; -; 1pc | P-20544-00
P-20556-00 | General - Magnehelic Differential Pressure Gages 0-1000 PA; Dwyer; 2000-1000PA; 1 pc | P-20556-00
P-20557-00 | General - Reducer Ducting BJLS 6.4 x 3inch; No Brand; -; 1 pc | P-20557-00
P-20570-00 | General - Dudukan Equinok Uk. 50 x 90 x 160mm; Custom Agru; -; 1 pc | P-20570-00
P-20571-00 | General - Force Gauge Digital 50kg; No Brand; AMF-500; 1 pc | P-20571-00
P-20574-00 | General - Rivet Nut M10 SS304; Lokal; -; 1 pc | P-20574-00
P-20575-00 | General - Baut L SS304 M5 x 40mm HT (Socket Cap Screw); No Brand; -; 100pc/pck | P-20575-00
P-20576-00 | General - Ball Valve SS316 Fig. 600 UTKM 3/8 Inch 10mm Drat Screw; Kitz; -; 1 pc | P-20576-00
P-20577-00 | General - Ball Valve SS316 Fig. 600 UTKM 1/4 Inch 8mm Drat Screw; Kitz; -; 1 pc | P-20577-00
P-20578-00 | General - Mur Rivet SS304 M5; No Brand; -; 100pcs/pck | P-20578-00
P-20579-00 | General - Serrated Hexagon Bolt SS304 M5 x 16; No Brand; -; 100pcs/pck | P-20579-00
P-20580-00 | General - Bracket Timbangan VGA Uk. 50 x 320 x 450mm; Custom Agru; -; 1 pc | P-20580-00
P-20634-00 | General - Socket Tester Pro Voltage HT106D; Habotest; -; 1 pc | P-20634-00
P-20635-00 | General - Belt Dressing; Prestone; -; 250ml/can | P-20635-00
P-20637-00 | General - Motorize Valve; Belimo; NMX 120-3; 1 pc | P-20637-00
P-20638-00 | General - Mata Bor Socket Hex Nut; No Brand; -; 9 pcs/set | P-20638-00
P-20639-00 | General - Pipa Tembaga Dia. 4mm; No Brand; -; 1 meter | P-20639-00
P-20640-00 | General - Tee Tembaga 1/4inch; No Brand; -; 1 pc | P-20640-00
P-20641-00 | General - Regulator Gas 300 Bar; Harris`; 901; 1 pc | P-20641-00
P-20642-00 | General - Quick Connector STWM 1/4 Male JIC; Swagelok; -; 1 pc | P-20642-00
P-20643-00 | General - Pressure Gauge Switch 4 inch, 10kg, Drat 1/2inch; No Brand; -; 1 pc | P-20643-00
P-20651-00 | General - Wire Brush Mata Bor; JLD; 263; 3pcs/set | P-20651-00
P-20660-00 | General - Gas Spring FGSS22200B; Misumi; -; 1 pc | P-20660-00
P-20695-00 | General - Thermaflex Insulasi Piping Uk. 1 Inch x 3/4 Inch (34mm x 20mm); No Brand; -; 1 pc | P-20695-00
P-20696-00 | General - Thermaflex Insulasi Piping Uk. 2 Inch x 3/4 Inch (60mm x 20mm); No Brand; -; 1 pc | P-20696-00
P-20697-00 | General - Thermaflex Insulasi Piping Uk. 2 1/2 Inch x 3/4 Inch (76mm x 20mm); No Brand; -; 1 pc | P-20697-00
P-20698-00 | General - Elbow Thermaflex 2 1/2 Inch x 3/4 Inch; No Brand; -; 1 pc | P-20698-00
P-20699-00 | General - Elbow Thermaflex 1 Inch x 3/4 Inch; No Brand; -; 1 pc | P-20699-00
P-20700-00 | General - Thermaflex Sheet Insulasi Flange JIS10K 2 1/2 Inch (175mm); No Brand; -; 1 pc | P-20700-00
P-20720-00 | General - Dudukan Sensor ORP Ukuran 58 x 27 mm; Custom Agru; -; 1 pc | P-20720-00
P-20751-00 | General - Door Shoe Car Door; Schindler; IWU-000528; 1 pc | P-20751-00
P-20753-00 | General - Heater Heating Plate; Lokal; 220V+PT100; 1 pc | P-20753-00
P-20754-00 | General - Oring 200 Viton Tebal 5.7 ID 199.3 OD 210.7 mm; Custom; -; 1 pc | P-20754-00
P-20755-00 | General - Oring 260 Viton Tebal 5.7 ID 259.3 OD 270.7 mm; Custom; -; 1 pc | P-20755-00
P-20847-00 | General - Bearing R4-2RS; EZO; -; 1 pc | P-20847-00
P-20848-00 | General - Paku Rivet 529 4mm x 8mm; SIP; -; 1000pcs/box | P-20848-00
P-20849-00 | General - Blind Ferrule 1 inch SS316L Sanitary Foodgrade Solid End Cap Dop; No Brand; -; 1 pc | P-20849-00
P-20850-00 | General - Paku Rivet 435 3,2mm x 9,5mm x 8mm; SIP; -; 1000pcs/box | P-20850-00
P-20851-00 | General - Rivet Nut Aluminium M4; No Brand; -; 50pcs/box | P-20851-00
P-20852-00 | General - Tungsten Electrode WT20-2.4mm x 150mm; No Brand; -; 10 pcs/pack | P-20852-00
P-20853-00 | General - Pressure Reducing Valve 2inch DN50 25P SG Iron Body, Blue Spring, Flanged PN16; Spirax Sarco; -; 1 pc | P-20853-00
P-20854-00 | General - Silicone Rubber Sheet 5mm x 1000mm x 1000mm; No Brand; -; 1 pc | P-20854-00
P-20855-00 | General - Mur M10 SS304 A2-70; No Brand; -; 50pcs/box | P-20855-00
P-20883-00 | General - Helicoil Baut Kunci Thread Insert M3 s/d M8 Set; No Brand; -; 150pcs/set | P-20883-00
P-20884-00 | General - Spray Ball Tanko-S20 360Deg, BSP Thread 1/8inch; AWH; 711136; 1 pc | P-20884-00
P-20913-00 | Chemical - Spotcheck Red Penetrant; Magnaflux; SKL-SP2; 400ml/can | P-20913-00
P-20914-00 | Chemical - Spotcheck Cleaner; Magnaflux; SKC-S; 400ml/can | P-20914-00
P-20927-00 | General - Besi Siku L 4 x 4cm; No Brand; -; 4 meter/pc | P-20927-00
P-20928-00 | General - Plat Galvanis 1mm x 1.2m x 4.2m; No Brand; -; 1 pc | P-20928-00
P-20929-00 | General - Spotcheck Developer; Magnaflux; SKD-S2; 400 ml/can | P-20929-00
P-50023-00 | Lampu T8 30W/765; Philips; ; | P-50023-00
P-50026-00 | Battery UPS 12460 12V 460W 9.5AH | P-50026-00
P-50027-00 | PCI Firewire 3port 6pin + 1port 4pin Card IEEE 1394 | P-50027-00
P-50033-00 | LCD Display 7 Inch TM070RDH10 | P-50033-00
P-50034-00 | Pelampung Air Otomatis 1/2 Inch | P-50034-00
P-50091-00 | Contactor Telemecanique LC1 D25 M7 220V 25A | P-50091-00
P-50099-00 | MCB 10A 10 KA 1 Phase NC45 | P-50099-00
P-50122-00 | Balast Quitronick Osram 1x18/20/ 220 - 240V | P-50122-00
P-50138-00 | Battery Lithium / Buffer TL-2150 size 1/2 AA | P-50138-00
P-50140-00 | General - Accu NP9-12, Baterai Kering, 12 V, 9 Ah; Yuasa; -; 1 pcs | P-50140-00
P-50182-00 | Socket | P-50182-00
P-50229-00 | Emergency Switch | P-50229-00
P-50248-00 | Fuse Keramik 13 A 250 V | P-50248-00
P-50263-00 | Gland Cable | P-50263-00
P-50274-00 | General - Kabel NYAF Uk. 1 x 0.75mm, Warna Merah; Supreme; -; 100meter/roll | P-50274-00
P-50277-00 | General - Kabel NYAF 1 x 1.5 Hitam; Supreme; -; 50m/roll | P-50277-00
P-50283-00 | General - Kabel NYMHY 3 x 1.5mm; SUPREME; -; 1 meter | P-50283-00
P-50286-00 | General - Kabel NYYHY 3 x 1.5mm; SUPREME; -; 1 meter | P-50286-00
P-50288-00 | General - Lampu Halogen 20 W; Osram; -; 1 unt | P-50288-00
P-50307-00 | General - Lampu SL Tornado 24 W / 220-240 V; Philips; -; 1 unt | P-50307-00
P-50325-00 | Limit Switch Z - 15GQ 22 - B 15 A / 125 / 250 VAC Highly | P-50325-00
P-50424-00 | Photo Sensor WF2 - 40B410 Sensick | P-50424-00
P-50426-00 | Pilot Lamps / Green / 220 VAC / AD22-22DS / AXLE | P-50426-00
P-50427-00 | Pilot Lamps / Red / 220 VAC / AD22-221DS / AXLE | P-50427-00
P-50428-00 | Pilot Lamps / Yellow / 220 VAC / AD22-22DS / AXLE | P-50428-00
P-50430-00 | Pilot Lamps / Red / 24 VDC / AD22-221DSI / AXLE | P-50430-00
P-50491-00 | Relay / MY2N / 24 VDC OMRON | P-50491-00
P-50495-00 | Relay / RXM 2AB2P7 / 230 V / 50-60 Hz / 12 A / 250 VAC | P-50495-00
P-50505-00 | Saklar Seri / 250 V / Clipsal | P-50505-00
P-50506-00 | Saklar Tunggal / 250 V / Clipsal | P-50506-00
P-50562-00 | Socket Relay PF083A-E; Omron; PF083A; 1 pieces | P-50562-00
P-50594-00 | Stop Kontak-socket / 1 Hole / 10-16A / 250V / Clipsal | P-50594-00
P-50633-00 | General - Timer AC100-240/DC100-125; Omron ; H3CR - A8; 1 pc | P-50633-00
P-50700-00 | Lampu TLD 36W/54 PHILIPS | P-50700-00
P-50717-00 | General - Kabel UTP 4 Pairs Cat 6; Belden; -; 305m/roll | P-50717-00
P-50740-00 | Stop Kontak 3lubang 220 volt, 6A UTICON | P-50740-00
P-50762-00 | ABC - Battery 9V HD | P-50762-00
P-50768-00 | AUTONIC - Counter timer CT6S | P-50768-00
P-50780-00 | Battery 12 V 12 AH YUASA | P-50780-00
P-50781-00 | Battery 12V 18AH merk LONG | P-50781-00
P-50797-00 | Bola lampu 24V 5 Watt | P-50797-00
P-50810-00 | General - Buzzer AD22-22MSD red with lamp; FORT; -; 1 pcs | P-50810-00
P-50930-00 | General - One-way Flow Control Valve GRLA-M5-QS-4-RS-D; Festo; 197577; 1 pc | P-50930-00
P-50943-00 | Flexible conduit dia 20 mm | P-50943-00
P-50951-00 | Fuse kaca 10 A 6x 30 | P-50951-00
P-50956-00 | Fuse kaca 2A 6x30 | P-50956-00
P-50957-00 | Fuse kaca 3 A 5x 20 | P-50957-00
P-50959-00 | Fuse kaca 3A 6x30 | P-50959-00
P-50961-00 | Fuse kaca 5 A 5x20 | P-50961-00
P-50962-00 | General - Fuse kaca 5A x 6 x 30mm; Lokal; -; 1 pc | P-50962-00
P-51027-00 | General - IsoLasi Kabel Hitam 33 (19mm x 20mm x 0.177mm); Scotch; -; 1 Pcs | P-51027-00
P-51030-00 | General - Kabel NYAF 1x0.75mm, Warna Biru; JEMBO; -; 1 meter | P-51030-00
P-51197-00 | OSRAM - Lampu Halogen 24V 20W 64435U | P-51197-00
P-51216-00 | Pipa conduit 20mm | P-51216-00
P-51236-00 | Skun ( I ) pin dia 0.75 mm | P-51236-00
P-51239-00 | Skun ( I ) Pin uk.2.5-5 m hitam | P-51239-00
P-51252-00 | Skun O dia 2.5 mm | P-51252-00
P-51253-00 | General - Skun Y 0.75mm; No Brand; -; 100pcs/pack | P-51253-00
P-51269-00 | Stecker 3 phase 16A 5 PIN (male&female) type surface mounting | P-51269-00
P-51295-00 | Terminal blok kuningan 4 pin 600V25A | P-51295-00
P-51296-00 | Terminal blok kuningan 6 pin 600 v 25A | P-51296-00
P-51298-00 | General - Terminal Plastik, dia. 4 mm; No Brand; -; 1 pcs | P-51298-00
P-51299-00 | General - Terminal Plastik, dia. 6 mm; No Brand; -; 1 pcs | P-51299-00
P-51302-00 | Timah Solder dia 1 mm | P-51302-00
P-51310-00 | Travo 3A 220V-24V | P-51310-00
P-51311-00 | Travo 5A Out : 12,18,24,32 VAC | P-51311-00
P-51321-00 | General - Analog Smoke Detector; Nohmi Bosai; FDK38U; 1 pcs | P-51321-00
P-51410-00 | OMRON - Relay MY4N 220/240VAC | P-51410-00
P-51426-00 | Autonics - Power Supply ? SPA-075-24 ? 24VDC 3.2A | P-51426-00
P-51529-00 | 5um Filter, 30" 5um PP for PWG | P-51529-00
P-51559-00 | General - Lampu TL T5 14 W White; Philips; -; 1 unt | P-51559-00
P-51560-00 | General - Lampu TL T5 28W White; Philips; -; 1 unt | P-51560-00
P-51561-00 | Lampu Essential GENIE (pendek) 11watt/E27 Putih; Phillips; ; | P-51561-00
P-51574-00 | Motorized Valve 2 Way, DFCM-220X/4.6 3/4 inch 220V 50 HZ REGIN; ; ; | P-51574-00
P-51704-00 | Terminal Krustin 6 Terminal; ; ; | P-51704-00
P-51705-00 | Relay 110-120 V AC; ; ; | P-51705-00
P-51706-00 | General - Terminal Block, 4 Pin; No Brand; -; 1 pcs | P-51706-00
P-51708-00 | Regulator Angin AER2000 | P-51708-00
P-51718-00 | Lampu LED 12 VDC P. 30 cm; ; ; | P-51718-00
P-51736-00 | Kabel UTP isi 8 Cat 5e merk BELDEN; ; ; | P-51736-00
P-51738-00 | Limit Switch CZ7311 10 A 220 V; ; ; | P-51738-00
P-51739-00 | TOR Schneider LRD05 0,63 - 1,0 A; ; ; | P-51739-00
P-51740-00 | Timer + Socket Omron 43BA-A8 220 VAC; ; ; | P-51740-00
P-51741-00 | Lampu Phillips PHP LED; 710 7w E27 White 220-240v; ; ; | P-51741-00
P-51742-00 | G24 - E27 Converter Fitting Lampu PLC Bohlam Extension | P-51742-00
P-51743-00 | Capasitor bulat 5 mF; 400 V; ; ; | P-51743-00
P-51744-00 | Exhaust Fan; SUNON; 12 VDC, KD 1205; ; ; | P-51744-00
P-51745-00 | MCB Schneider C60H 1 phase 1 pole 6A 10000A; ; ; | P-51745-00
P-51752-00 | MINI LEVEL SWITCH WINGEL VSM SS316 M10x0.9, Screw; 1 x SPST Contact; 50 MM; Cable : 3 Meter; ; ; | P-51752-00
P-51756-00 | General - Kabel NYYHY 3 x 0.75mm; Jembo; -; 1 meter | P-51756-00
P-51760-00 | UHI FINNED HEATER W FORM; DIA. 11X260X140MM; Power : 1,5KW - 240V; ; ; | P-51760-00
P-51770-00 | Digital Thermostat Type RCF230D/L20V REGIN pc | P-51770-00
P-51779-00 | Temperature Loop Controller; Type : 16C-3; Output : Relay; Mfg : Dwyer; ; ; | P-51779-00
P-51780-00 | Temperature Controller type E5CN; Merk Omron; ; | P-51780-00
P-51781-00 | Digital Temperature Switch Type : TS2-021; Voltage : 230 VAC; Brand: Dwyer; ; | P-51781-00
P-51782-00 | SRV66 MAINTENANCE KIT 1" 1.0-5.0 BAR; 6404999UA; ; ; | P-51782-00
P-51784-00 | Acessoris GEMU 687; Type 1215 order No. 1215000Z1110X; ; ; | P-51784-00
P-51785-00 | Hour Meter LE8N-BF Autonics; ; ; | P-51785-00
P-51786-00 | Jumper Terminal viking uk. 2,5 mm; ; ; | P-51786-00
P-51793-00 | General - Panel Box Uk. 20 x 30 x 15cm; No Brand; -; 1 pc | P-51793-00
P-51810-00 | Key switch for On/ Off Indoor sirene; ; ; | P-51810-00
P-51811-00 | Modul emergency exit; ; ; | P-51811-00
P-51812-00 | Indoor Sirene; ; ; | P-51812-00
P-51813-00 | Heavy Duty Door contact; ; ; | P-51813-00
P-51840-00 | Button Box 3 hole dia 22 mm; ; ; | P-51840-00
P-51841-00 | Power Supply LED Rainproof 250W/12VDC | P-51841-00
P-51842-00 | Lampu Pemanas/Heating Lamp Mesin Laminating | P-51842-00
P-51843-00 | Push Button /XA2EA42/240V/Merah Schneider | P-51843-00
P-51844-00 | Push Button /XA2EA31/240V/Hijau Schneider | P-51844-00
P-51851-00 | Capasitor/Kapasitor 2 micro Farad 400 VAC; ; ; pc | P-51851-00
P-51855-00 | Switch Accessory SA-SB1 Autonics | P-51855-00
P-51856-00 | General - Key Selector Switch; Autonics; S2KR-4CK2AM; 1 pc | P-51856-00
P-51857-00 | Contact Block SA-CBM Autonics | P-51857-00
P-51865-00 | Lampu LED Floodlight 50 watt | P-51865-00
P-51866-00 | Adaptor 220 VAC - 12 VAC 3 A | P-51866-00
P-51867-00 | Lampu Osram P-VIP 240/0.8 for Infocus IN124a | P-51867-00
P-51880-00 | Battery 2500mAH 1.2V | P-51880-00
P-51883-00 | Lampu LED Floodlight 100 watt | P-51883-00
P-51889-00 | General - Power Supply SPA-050-24VDC; Autonics; -; 1 pc | P-51889-00
P-51891-00 | General - Exhaust Fan Panel 240VAC; TW; -; 1 pc | P-51891-00
P-51893-00 | Power Supply TXS1.12F4 24VDC Siemens | P-51893-00
P-51894-00 | General - Lampu TL LED Bright Boost 18 W; Philips; -; 1 unt | P-51894-00
P-51895-00 | Pressure Switch 0-10 bar 1/4 inch Out: 4...20 mA In: 24(7...33) VDC | P-51895-00
P-51896-00 | Switch Lamp Hijau 220 VAC | P-51896-00
P-51902-00 | Saklar AC 13A 3 kaki | P-51902-00
P-51903-00 | UHI Band Heater dia.100x250 mm 220V-1000W | P-51903-00
P-51908-00 | Control Switch Model: S2SR-S4W2A Autonics | P-51908-00
P-51912-00 | Compressor CAJ4492Y | P-51912-00
P-51916-00 | General - Electromotoric Actuator Valve 400N, AC/DC 24V, 0-10V, 4..20mA; Siemens; SAS61.03; 1 pc | P-51916-00
P-51918-00 | Inverter VLT Drive Danfoss-Type FC-302 7.5 Kw, 3x380-480 V 50/60Hz; ; ; | P-51918-00
P-51920-00 | Lampu LED 6.5W Putih 12 Vac 2700K Philips | P-51920-00
P-51921-00 | SSR RSO4890 Carlo Gavazzi | P-51921-00
P-51928-00 | Battery Lithium 3V CR2477N; ; ; | P-51928-00
P-51929-00 | General - Lampu TL5 14 W G5; Philips; -; 1 unt | P-51929-00
P-51930-00 | Accu (Battery kering) 12V - 7Ah | P-51930-00
P-51999-00 | Manifold u/ R410 A dan R 32 Refco Refco | P-51999-00
P-52000-00 | Mata Solder | P-52000-00
P-52001-00 | Switch Lamp Merah 220 VAC; ; ; | P-52001-00
P-52003-00 | Klem Pipa Conduit Merk. Clipsal Warna Putih Uk. 20 mm; Clipsal; ; pack | P-52003-00
P-52009-00 | Limit Switch;; Omron; Part No. D4MC-1000; 1 pc/pack | P-52009-00
P-52017-00 | General - Rotary Air Damper Actuator GDB166.1E; Siemens; S55499-D377; 1 pcs | P-52017-00
P-52033-00 | Inverter HVAC Drives FC-102 2,2 kw 380-480 V Danfoss; ; ; | P-52033-00
P-52054-00 | Fan Panel Oval 150x50mm 220 VAC | P-52054-00
P-52064-00 | SCHINDLER ELEVATOR - PCB SMIC 62.Q | P-52064-00
P-52068-00 | Regin Pulser Basic SCR Heater Controller 230/400 V 16 A; ; ; unit | P-52068-00
P-52069-00 | Over Load Schneider LRD08; ; ; pcs | P-52069-00
P-52079-00 | Temperature Tranducer For Flow Meter Ultrasonic SHM | P-52079-00
P-52080-00 | USB Adapter Wifi Wireless TP LINK WN725N | P-52080-00
P-52081-00 | Reed Switch Magnetical | P-52081-00
P-52082-00 | Watt Meter (Pengukur Voltage,KWH dan Tegangan Arus Daya Listrik); ; ; | P-52082-00
P-52083-00 | Kabel LeadProbe Multitester Universal | P-52083-00
P-52084-00 | Speaker Soundbar Mini Sonigrear | P-52084-00
P-52110-00 | General - Capacitor, 5 uF, 500 V, 50/60 Hz; No Brand; -; 1 pcs | P-52110-00
P-52119-00 | General - Accu 6FM40, Baterai Kering, 12 V, 40 Ah; Vision; -; 1 pcs | P-52119-00
P-52123-00 | Selenoid Valve 2 Way , 24VDC, 1/8 inch; EMC; ; | P-52123-00
P-52160-00 | Valve Actuator 1000N Stroke 20mm Siemens Type : SKD60 | P-52160-00
P-52193-00 | Lampu UV 8 Watt; ; ; | P-52193-00
P-52202-00 | Lampu TL5 21W/865 Philips | P-52202-00
P-52208-00 | Solid State Relay SSR-150A 480VAC 3-32Vdc MaxWell | P-52208-00
P-52214-00 | Thermocouple Type PT100 dia. 6x1200mm | P-52214-00
P-52228-00 | General - Inline Duct Fan 6"; CKE; CDI-150; 1 pcs | P-52228-00
P-52229-00 | Flow Sensor S401 Insertion Type Flow Sensor,220 mm; SUTO; ; | P-52229-00
P-52242-00 | Inverter FC202 Aqua Drives 5.5KW 3x380 VAC Danfoss | P-52242-00
P-52254-00 | General - Capacitor, 40 mF, 400/450 VAC; No Brand; -; 1 pcs | P-52254-00
P-52265-00 | Flow Switch Model FS-1 Screw NPT 1 Inch Wingel | P-52265-00
P-52267-00 | Exhaust Fan NVF-BC1030 220-240V 30W Max Flow: 300CMH NICOTRA | P-52267-00
P-52278-00 | Capacitor 50F 250VAC 25A 5% Screw (KMT) P/N : 6R 01502010; ; ; | P-52278-00
P-52328-00 | Fan Panel 9x9x2 CM 12VDC + Adaptor; ; ; | P-52328-00
P-52336-00 | Saklar Lampu Sensor Gerak Motion Detector Plafon; ; ; | P-52336-00
P-52359-00 | PH Controller Industrial ORP Meter Monitor Digital | P-52359-00
P-52369-00 | HVAC - Pressure Flow Control MF PFC Ver.3 24 VAC/VDC 0 - 100 Pa Micatrone; ; ; | P-52369-00
P-52374-00 | SCHNEIDER - MCB 4A 2Phase | P-52374-00
P-52375-00 | SCHNEIDER - MCB 4A 1Phase; ; ; | P-52375-00
P-52379-00 | Selenoid Valve DS2120-5G-01 1/8inch 24VDC TPC | P-52379-00
P-52380-00 | Adaptor AC Universal Power Supply 12VDC s/d 24VDC; ; ; | P-52380-00
P-52388-00 | Camera Endoscope Wifi Wireles Android Kabel 5M | P-52388-00
P-52420-00 | General - Ceiling Exhaust Fan; KDK; FV-25TGU5; 1 Pc | P-52420-00
P-52421-00 | Heater Cold Storage Door 4 mtr 300 Watt 220V | P-52421-00
P-52422-00 | Thermostat 0 - 100 derajat C | P-52422-00
P-52436-00 | General - Kabel NYYHY 4 x 1.5mm; SUPREME; -; 1 meter | P-52436-00
P-52477-00 | Battery Walkie Talkie Motorola Type IXNN4002B, 4.8V 600 mAh; ; ; | P-52477-00
P-52488-00 | Clean Phone Room SHP | P-52488-00
P-52489-00 | Converter Cleanphone Phone; Yeastar; ; | P-52489-00
P-52501-00 | OMRON - TIMER H3CR- A8 220 VAC; ; ; | P-52501-00
P-52513-00 | General - Emergency Stop 22mm; IDEC; -; 1 pc | P-52513-00
P-52514-00 | Flow Transmitter Type 8025 (Remote/Panel Version); Burkert; ; | P-52514-00
P-52515-00 | Flow Sensor Type SE30-HT (High Temperature Version); Burkert; ; | P-52515-00
P-52519-00 | CAPACITOR 3.5 uF, 450V, 2 kutub; ; ; | P-52519-00
P-52529-00 | HDMI NSH-35 s/n 1308744 P/n: PWS6A00T-P; ; ; | P-52529-00
P-52569-00 | Limit Switch LX19-001 250 VAC; ; ; | P-52569-00
P-52579-00 | Dosing Pump (Peristaltic Pump) 24 VDC 0-19 ml/min RZ1030-BX; ; ; | P-52579-00
P-52590-00 | General - Heater Ducting Dia. 11.2 x 300mm 220V 5000W; No Brand; -; 1 Pc | P-52590-00
P-52591-00 | Relay APF 30324; Panasonic; ; | P-52591-00
P-52639-00 | ELCB 40A 4P; Schneider; ; | P-52639-00
P-52640-00 | Bola lampu 220 V 5 Watt for Cartoning Machine; ; ; | P-52640-00
P-52642-00 | General - Kabel NYYHY 2 x 0.75mm; SUPREME; -; 1 meter | P-52642-00
P-52651-00 | Selenoid Valve 1 inch, 220VAC; UNI-D; ; | P-52651-00
P-52662-00 | General - Temperature Controller TK4S- 14SN 100-240 VAC; Autonics; -; 1 pc | P-52662-00
P-52663-00 | General - Solid State Relay (SSR) 3-32VDC 24-330VAC 40A; No Brand; -; 1 Pc | P-52663-00
P-52664-00 | General - Pelampung Air Radar Float Switch 2m; No Brand; -; 1 Pc | P-52664-00
P-52665-00 | Buzzer Electronic Siren PW-235; TAB; ; | P-52665-00
P-52685-00 | General - Power Supply 24VDC, 6A; Fort; S-145-24; 1 pc | P-52685-00
P-52694-00 | ORP Transmitter (Field mounted) Type: 202551/05-8-01-4-0-00-25/000; JUMO; ; | P-52694-00
P-52695-00 | ORP Electrode Type: 201027/10-22-07-82-120/000; JUMO; ; | P-52695-00
P-52696-00 | ORP Cable Type: 202990/02; JUMO; ; | P-52696-00
P-52708-00 | Inverter - HVAC Drives FC-102P4K0T4E20H3XGXXXXSXXXXAXBXCXXXXDX; 4 kw 3x380 Vac;; Danfoss; ; | P-52708-00
P-52709-00 | General - Pressure Transmitter TPS30-G27AR2-00; Autonics; -; 1 pc | P-52709-00
P-52710-00 | USB Extension Cable Waterproof IP6; ; ; | P-52710-00
P-52711-00 | General - Accu NS70, Baterai Kering, 12 V, 65 Ah; GS Astra; -; 1 pcs | P-52711-00
P-52713-00 | Sensor Ammonia 0-50/500 PPM (200 PPM Standard) Type : 00-1010; ATI; ; | P-52713-00
P-52731-00 | Spliter CN-6100-C2 AUTONICS; ; ; | P-52731-00
P-52766-00 | Drain Pump AC M1 Merk Value; ; -; 1 pcs | P-52766-00
P-52767-00 | Freeze Dryer MBE1207 - Solenoid Valve 5/8 Inch EVR 15 032F1228; Danfoss; ; | P-52767-00
P-52791-00 | IC Components LTC2411IMS; ; ; | P-52791-00
P-52807-00 | 4" Inline Hydrophonic Fan 0,04kw 220V; ; ; | P-52807-00
P-52833-00 | MCB Merek Schneider Type : IC60H 25A 3 Phase; ; ; | P-52833-00
P-52844-00 | Doshing Pump BT4B Merk Prominent; ; ; | P-52844-00
P-52854-00 | General - Socket RJ45 Cat 6; Belden; -; 50pcs/pack | P-52854-00
P-52865-00 | Vacuum Pump 2 Stage 8,9 Cfm (252 liter/menit), 220V; Tasco; Type : TA150XL; | P-52865-00
P-52903-00 | Vacuum Pump LiquidRing 1,1kW 1,5HP; ROTOR; CDF 120-0; | P-52903-00
P-52928-00 | General - Probe and Test Lead Set - Hard Point 2mm Multimeter Cable TL75 Fluke; No Brand; -; 1 Pc | P-52928-00
P-52964-00 | Temperatur Control Continuous Sealer FRB-700; MC; TEQD-2301B; | P-52964-00
P-52975-00 | General - Limit Switch IP65; EWIG; E8108; 1 pc | P-52975-00
P-52990-00 | General - Power Supply Control PCB Model : ZX030E-TFD-401; Emerson; S/N : SZ13024027; | P-52990-00
P-52991-00 | General - Water Heater Immersion 9 Element Dia 11,2 x 2000 mm, DIM A, 60 KW-220/380 V; Lokal; Type : MS-3DA48150; | P-52991-00
P-52992-00 | General - Vertical Float Level Switch, 1A, 220VAC/DC or 24VDC; Wingel; VSS-2FJ-S2-L1100-FS45-0; | P-52992-00
P-52994-00 | General - Differential Pressure Switch 20..300Pa, Relay (NO/NC) 1.5A; Regin; DTV300X; | P-52994-00
P-52999-00 | General - Silicon Control Rectifier (SCR) MP3S 1504 440V 150A 3P 4-20mA; Maxthermo; ; | P-52999-00
P-53000-00 | General - Exterbal Pacing Cable Dosing Pump Pulse 2 Wire; Prominent; BT4B 0708 PVT 2000UA010000; | P-53000-00
P-53023-00 | General - Dosing Pump, Manual Strokes + Fitur Analogue 4-20 mA; Prominent; BT4B 0708 PVT 2000UA011A00YP; 1 Unit | P-53023-00
P-53031-00 | General - Cooling Fan; Fulltech; UF15AC23-BTH; 1 Pc | P-53031-00
P-53050-00 | General - Pompa Magnetik 150W 1 phase; Sanso; PMD 1564; 1 Unit | P-53050-00
P-53051-00 | General - Baterai NiCad Emergency TL 6V; Hokistar; BT-006; 1 Pc | P-53051-00
P-53055-00 | General - Fuse Keramik Double 160A 690VAC Bussman FEE160 | P-53055-00
P-53059-00 | General - Mainboard Photometer 2I SN 23425 ATI P/N : 0400170 | P-53059-00
P-53094-00 | General - Actuator; Belimo; GMX120-3; 1 pcs | P-53094-00
P-53102-00 | Lampu PLC 13watt/E27 Putih; Phillips; ; | P-53102-00
P-53104-00 | Fitting Keramik Lampu Mercury SON-T 70W PHILIPS | P-53104-00
P-53133-00 | General - Kabel Belden AWG 22 2 Pair; Belden; 8723; 305m/roll | P-53133-00
P-53149-00 | General - Kabel NYAF 3 x 2.5mm; Jembo; -; 1 meter | P-53149-00
P-53167-00 | Ballast Electronic EB-C 236 TL5, 2x36W; Phillips; ; | P-53167-00
P-53168-00 | Ballast Electronic EB-C 136 TL5, 1x36W; Phillips; ; | P-53168-00
P-53169-00 | Ballast Electronic EB-C 228 TL5, 2x28W; Phillips; ; | P-53169-00
P-53170-00 | Ballast Electronic EB-C 128 TL5, 1x28W; Phillips; ; | P-53170-00
P-53171-00 | Ballast Electronic EB-C 218 TL5, 2x18W; Phillips; ; | P-53171-00
P-53173-00 | Ballast Electronic EB-C 214 TL5, 2x14W; Phillips; ; | P-53173-00
P-53174-00 | Ballast Electronic EB-C 114 TL5, 1x14W; Phillips; ; | P-53174-00
P-53180-00 | Ballast Hanovia UV System; HANOVIA; p/n 27010400G; | P-53180-00
P-53181-00 | UV Sensor Hanovia UV System; HANOVIA; p/n 270264040; | P-53181-00
P-53182-00 | Arc tube Hanovia UV System; HANOVIA; p/n 130071 - 0320 - 01; | P-53182-00
P-53202-00 | HVAC - Programmable RH & Temp. transmitter MF-HTT 0-100% RH dan 0-100 deg.C 24VAAC Micatrone; ; ; | P-53202-00
P-53209-00 | CAPACITOR 3 uF, 220 V, 2 kutub; ; ; | P-53209-00
P-53210-00 | General - Capacitor, 5 uF, 220 V, 2 kutub; No Brand; -; 1 pcs | P-53210-00
P-53211-00 | LOCTITE High Temperature @ 50 ml | P-53211-00
P-53212-00 | Ballast PHILIPS TL-D 1x36 Watt | P-53212-00
P-53213-00 | Lem Pipa PVC | P-53213-00
P-53214-00 | Epoxy Adhesive DEXTONE; ; ; | P-53214-00
P-53215-00 | Silicon Lembaran, tebal 5 mm, size: 1 meter X 1 meter; ; ; | P-53215-00
P-53216-00 | Silicon Lembaran, tebal 3 mm, size: 1 meter X 1 meter; ; ; | P-53216-00
P-53217-00 | Sealent Gun PROHEX | P-53217-00
P-53218-00 | Ballast PHILIPS TL-D 1x10 Watt; ; ; | P-53218-00
P-53221-00 | Ball Float Steam Trap 3/4 inch connection : Screwed BSP | P-53221-00
P-53222-00 | Ball Float Steam Trap 1/2 inch connection : Screwed BSP | P-53222-00
P-53259-00 | UV Sensor PIN : 270264040; Hanovia; ; | P-53259-00
P-53260-00 | Ballast P/N : 270104006 Hanovia | P-53260-00
P-53261-00 | Junction Box uk 30x40x20cm; ; ; | P-53261-00
P-53262-00 | General - Din Rail MCB; No Brand; -; 1 pc | P-53262-00
P-53263-00 | General - Terminal Block, 4 mm; No Brand; -; 1 pcs | P-53263-00
P-53293-00 | General - Lampu Emergency TL LED 16W Waterproof IP65; Briliant; -; 1 pc | P-53293-00
P-53294-00 | General - Vertical Float Level Switch VSP-3FJ-S2-L1000-FPP45-CU1; Wingel; -; 1 unit | P-53294-00
P-53298-00 | General - Solenoid Valve DP-10; Yoshitake; -; 1 pc | P-53298-00
P-53357-00 | General - Battery Kering / Accu MF N100 12V 100Ah; GS Astra; 95E41R; 1 unit | P-53357-00
P-53362-00 | Contactor Schneider LC1D09M7 Coil 220 VAC; ; ; | P-53362-00
P-53363-00 | Contactor Schneider LC1D12M7 Coil 220 VAC; ; ; | P-53363-00
P-53381-00 | General - Display Inverter LCP 02; Danfoss; 130B1107; 1 pc | P-53381-00
P-53382-00 | General - Exhaust Fan; KDK; 24CDQNA; 1 unit | P-53382-00
P-53383-00 | General - Wafer Check Valve DN50 JIS10K 2inch, Body Cast Iron, Disc SS304; Tozen; ; | P-53383-00
P-53398-00 | General - Electric motor, 0.37 Kw, S1, 230-400V, 50 Hz, B5, ISOL.Class F, IP55 IE2; Motovario; TH 71B4; 1 unit | P-53398-00
P-53399-00 | General - Gearbox, Ratio I=14.3x, Frame 071, DIM.25x50, Flange Mounted, Helical Gear; Motovario; HA42 F; 1 unit | P-53399-00
P-53400-00 | General - Gearbox, Ratio I=14.5, Frame 090, DIM. 30x60, Flange Mounted, Helical Gear; Motovario; HA52; 1 unit | P-53400-00
P-53401-00 | General - Electric Motor, 1.5 KW, 230-400V, 50Hz, B5, ISOL.Class F, IP55, IE3; Motovario; TP 90L4; 1 unit | P-53401-00
P-53404-00 | General - External Cable 5 Wire for Dosing Pump Analogue 4-20mA; Prominent; BT4B 0708 PVT 2000UA011A00YP; 1 pc | P-53404-00
P-53411-00 | General - Power Supply ECO 1-PH 24VDC 5A; Wago; 787-722; 1 pc | P-53411-00
P-53415-00 | General - LED Module 5730 SMD; Samsung; -; 1 pc | P-53415-00
P-53416-00 | General - Ballast SMPS 300 TLD Driver LED 12VDC IP68; Talled; -; 1 pc | P-53416-00
P-53417-00 | General - Kabel Audio 8471 Shielded; Belden; -; 1 pc | P-53417-00
P-53418-00 | General - Set Gearbox Helical G3FS + Dinamo 0,5 HP Ratio 1:15 4 Pole, B5, 1 Phase; Yuema; -; 1 set | P-53418-00
P-53660-00 | Heat Shrink dia. 3 mm Warna Hitam (1 roll = 100 mtr) | P-53660-00
P-53661-00 | Heat Shrink dia. 4 mm Warna Hitam (1 roll = 100 mtr) | P-53661-00
P-53663-00 | Heat Shrink dia. 6 mm Warna Hitam (1 roll = 100 mtr) | P-53663-00
P-53976-00 | Room Pressure Monitoring S55374-C129,RPM SM P1 +/-.50WC( 125PA)0.5%FS;547-104A; ; ; | P-53976-00
P-54065-00 | Flow Switch Stainless 1/8 inch Kabel Tahan Panas @4mtr | P-54065-00
P-54066-00 | Junction Panel Box Ukuran 150x150x150 mm | P-54066-00
P-54094-00 | Hepa Filter - H14 ( 99.999% ) size: 610x610x70 mm Hencolin | P-54094-00
P-54158-00 | Float Level Switch VSS-2FJ-S3-L900-FS40S-0 Flange 2 inch; WINGEL; ; | P-54158-00
P-54159-00 | Digital Controller CU-3 WINGEL | P-54159-00
P-54174-00 | Switch Hub SF95D-16 Cisco | P-54174-00
P-54181-00 | UV lamp for TOC Sievers M500; TOC Sievers; ; pack size per pc | P-54181-00
P-54185-00 | Refrigerant Balance VES 508 Capacacity : 50 kg/110Lb ; Power :9V DC and AC(110V-220V); VALUE; ; | P-54185-00
P-54186-00 | Vacuum Pump 1HP 220V 12CFM; Value; ; | P-54186-00
P-54190-00 | Stop Kontak IP55 16A; Legrand; ; | P-54190-00
P-54199-00 | Stop Kontak AC Kaki 3 Broco; Broco; ; | P-54199-00
P-54210-00 | General - Cover Stop Kontak; Schneider; IEC 60529 BS5733; 1 pcs | P-54210-00
P-54214-00 | Pompa (Refrigerant) Recovery VRR24L Motor : 1 HP ; Power : 220-240V / 50-60HZ; VALUE; ; | P-54214-00
P-54218-00 | General - Vertical Float Level Switch; Wingel; VSS-2FJ-S4-L720-FS45-HT; 1 Pc | P-54218-00
P-54221-00 | Oxygen Sensor PPM - IGS N2 SMC; Nexuz; OC 300-7; | P-54221-00
P-54222-00 | Module Voltage Monitoring Relay; Siemens; 3UG4512-1AR20; | P-54222-00
P-54223-00 | Socket Charger SB175A grey; Anderson; ; | P-54223-00
P-54224-00 | Lampu TL Emergency 18W; Custom; ; | P-54224-00
P-54225-00 | Face Plate HDMI to VGA Skrup; AMP; AMP; ; | P-54225-00
P-54226-00 | Pompa Celup SS SE-268 San-Ei; San-Ei; ; | P-54226-00
P-54254-00 | General - Control Valve DN20 with Actuator; Regin; DFCM-220X; 1 pcs | P-54254-00
P-54256-00 | General - Centrifugal Fan R3G220-RD53-03; EBMPAST; 8115613807; 1 unit | P-54256-00
P-54257-00 | General - Instrument Cooling Fan R3G 250 AK41-71; EBMPAST; 8115610923; 1 unit | P-54257-00
P-54269-00 | General - Water Heater Immersion 9 Element Dia 11,2 x 1800 mm, 60 KW 380V, SUS316; Custom; -; 1 pc | P-54269-00
P-54284-00 | SCHINDLER ELEVATOR - Interphone; Schindler; -; 1 pc | P-54284-00
P-54306-00 | General - Kapacitor AC 40+2uF; Philips; 3PN15960-4; 1 pc | P-54306-00
P-54311-00 | General - Selenoid 1/8inch, 24VDC; Airtac; 4V210-06; 1 pc | P-54311-00
P-54312-00 | General - Level Switch ERV 1/8 Inch Steris; Austar; -; 1 pc | P-54312-00
P-54327-00 | General - Kap Lampu Waterptoof T8 1x18 IP65; No Brand; -; 1 pc | P-54327-00
P-54328-00 | General - Lampu LED T8 9W Kuning 3000K; Hannochs; -; 1 pc | P-54328-00
P-54334-00 | General - Socket Relay PYFZ-14-E; Omron; -; 1 pc | P-54334-00
P-54348-00 | General - Exhaust Fan 4414M; EBMPast; -; 1 pc | P-54348-00
P-54349-00 | General - Threaded 3 Port Valve; Siemens; VXG44.32-16; 1 pc | P-54349-00
P-54351-00 | General - Carbon Brush Set Mini Grinder MG005; No Brand; -; 1 set | P-54351-00
P-54352-00 | General - Digital Motor Speed Controller Dimmer Lampu Suhu Heater AC 220V 4000W; No Brand; -; 1 pc | P-54352-00
P-54353-00 | General - Relay MKS2P + Socket; Omron; -; 1 set | P-54353-00
P-54354-00 | General - UX52 Variable Speed Controller 90W; Houle; -; 1 pc | P-54354-00
P-54355-00 | General - Male Cable Mount 20A, IP20 Series Mini Connector 3Pole; Wieland; GST 18i; 1 pc | P-54355-00
P-54357-00 | General - Battery Rechargeable 6V 6000mAh; NI-MH Battery; -; 1 pc | P-54357-00
P-54370-00 | General - Lampu Indikator 24V 5W 1kaki; Hella; -; 10pcs/box | P-54370-00
P-54372-00 | General - Fuse Holder 10 x 38, 32A; Fort; -; 1 pc | P-54372-00
P-54402-00 | General - Thermocouple TW-N (PT100), Dia.: 6.4*30L*2M*PT1/8; Autonics; A04209; 1 pc | P-54402-00
P-54410-00 | General - Fuse Kaca 1.5A, 250V, 5 x 20mm; No Brand; -; 1 pc | P-54410-00
P-54446-00 | General - Vertikal Float Level Switch; Wingel; VSP-2F-J0S4-L1000-FPP45-CU4; 1 pc | P-54446-00
P-54447-00 | General - Lampu LED Downlight 9W DN027B G3 D125, 900 lm, 65k, Putih; Philips; -; 1 pc | P-54447-00
P-54462-00 | General - MCB 6A 1Phase Domae; Schneider; DOMF01106; 1 pc | P-54462-00
P-54463-00 | General - MCB 4A 1Phase Domae; Schneider; DOMF01104; 1 pc | P-54463-00
P-54464-00 | General - MCB 32A 3Phase Domae; Schneider; DOMF01332; 1 pc | P-54464-00
P-54465-00 | General - MCB 6A 3Phase C 6000A Domae; Schneider; -; 1 pc | P-54465-00
P-54466-00 | General - MCB 10A 1Phase Domae; Schneider; DOMF01110; 1 pc | P-54466-00
P-54467-00 | General - Selector Switch 3 Posisi 22mm; Idec; YW1S-3E20; 1 pc | P-54467-00
P-54468-00 | General - Temperature Sensor Duct PT TMP 100K Ohm 4 inch; Siemens; 536-811; 1pc | P-54468-00
P-54491-00 | Lift Schindler - LOP Button Set; Schindler; IWU-000869; 1 set | P-54491-00
P-54505-00 | General - Lampu LED Downlight DN027B G3 D125 6W; Phillips; -; 1 pc | P-54505-00
P-54506-00 | General - Sensor Stick Flow Probe MFS-R-500; Micatrone; -; 1 unit | P-54506-00
P-54507-00 | General - Relay MY2N-GS-R AC24 BY OMZ; Omron; -; 1 pc | P-54507-00
P-54508-00 | General - Comb Busbar Sisir, 3 Phase, 63A, 10391; Schneider; -; 1 pc | P-54508-00
P-54509-00 | General - Buzzer Panel, 12VDC, 22mm, SCB-22; Shemco; -; 1 pc | P-54509-00
P-54510-00 | General - Comb Busbar Sisir MCB, 1 Phase, 12 Module, 63A; Schneider; EZ9XP112; 1 pc | P-54510-00
P-54512-00 | General - Kabel Duct PVC, Lubang, Uk. 32 x 32mm; No Brand; -; 1 pc | P-54512-00
P-54513-00 | General - Kabel Gland PG25; No Brand; -; 1 pc | P-54513-00
P-54514-00 | General - Skun Y, 2.5mm, Hijau; Ewig; -; 100pcs/pack | P-54514-00
P-54515-00 | General - Skun Y, 2.5mm, Kuning; Ewig; -; 100pcs/pack | P-54515-00
P-54516-00 | General - Skun Y, 2.5mm, Merah; Ewig; -; 100pcs/pack | P-54516-00
P-54517-00 | General - Socket Terminal, 3 Pin, Block Lurus, 2EDG 5.08mm; No Brand; -; 1 pc | P-54517-00
P-54518-00 | General - Stop Kontak Panel Mounting 2Phase, 16A, 220V; Fort; CEE112; 1 pc | P-54518-00
P-54519-00 | General - Terminal Block TBR20; Fort; -; 50pcs/pack | P-54519-00
P-54535-00 | General - Stopper Din Rail 20mm; No Brand; -; 1 pc | P-54535-00
P-54536-00 | General - Lampu TL-D 58W 6500K 1500mm; Philips; -; 1 pc | P-54536-00
P-54543-00 | General - Junction Box MG 33 x 22 x 12cm; Duradus; -; 1 pc | P-54543-00
P-54550-00 | General - Inline Fan Duct Size 6,4 Inch 755CMH; CKE; CI CDI160AZ; 1 pc | P-54550-00
P-54554-00 | General - Lampu Tl LED Slimliner II T5 10W Cool Light; Hannoch; -; 1 pc | P-54554-00
P-54557-00 | General - Thermal Camera FU4 256x192 25Hz For Android; Fluke; FLK-TC01A 25; 1 pc | P-54557-00
P-54558-00 | General - Trafo Step Up Down 5A Nol B; Kurae; -; 1 pc | P-54558-00
P-54559-00 | General - Automatic Circuit Breaker Finder; Nofaya; NF-827S; 1 pc | P-54559-00
P-54575-00 | General - Fitting Lampu Halogen MR16 Socket GY5.3; No Brand; -; 1 pc | P-54575-00
P-54576-00 | General - End Plate for Terminal Blok TBR20; No Brand; -; 1 pc | P-54576-00
P-54577-00 | General - Lampu Neon LED Silinder II T5 16W Putih; Hannochs; -; 1 pc | P-54577-00
P-54584-00 | AHU - Centrifugal Duct Inline Blower 8inch; Nicotra; GCIL 200; 1 unit | P-54584-00
P-54592-00 | General - Fan Motor F61-10; Polytron; -; 1 unit | P-54592-00
P-54610-00 | Liebherr - Programmed Electronic for LGPv 6520; Liebherr; 9290451; 1 pc | P-54610-00
P-54627-00 | General - Solenoid Valve Welded EVR3 1/4 Inch; Danfoss; -; 1 pc | P-54627-00
P-54628-00 | General - Solenoid Coil 018F6282 220V; No Brand; -; 1 pc | P-54628-00
P-54634-00 | General - Heater Jacket 100DegC Uk. 100 x 160 x 25mm 1kW 220V 1P (AC)m 1kW 220V 1 phase; Custom United Heater; -; 1 unit | P-54634-00
P-54651-00 | General - Pompa Submersible Sewage Water + ADC; Grundfos; DPK.10.50.15.5.0D; 1 unit | P-54651-00
P-54652-00 | General - Power Supply Switching 24VDC; Autonics; SPA-075-24; 1 pc | P-54652-00
P-54672-00 | General - Box Panel 950 x 600 x 300mm Tebal 1mm; No Brand; -; 1 pc | P-54672-00
P-54685-00 | General - Solenoid Valve 2 Way Kuningan 1 inch 220VAC Female Drat Max 0-10Bar; No Brand; -; 1 pc | P-54685-00
P-54688-00 | General - Room Display Unit with Alarm Settings 3-Channel (3 Analog Input, Modbus RTU RS-485 Output); Terren; EMX MFDP11810M0; 1 unit | P-54688-00
P-54699-00 | General - Kipas Portable Ventilator Blower 18 Inch + Flexible Duct 10 Meter; No Brand; -; 1 set | P-54699-00
P-54703-00 | General - Pompa Submersible V750; York; -; 1 pc | P-54703-00
P-54704-00 | General - Saklar Emergency Stop Panel Box 1NC + 1NO; Fort; -; 1 set | P-54704-00
P-54707-00 | General - Lampu Panel LED 30 x 120cm; Philips; RC081VLED30S/865; 1 pc | P-54707-00
P-54712-00 | General - Mesin Drain Cleaner 30 Meter; STG; GQ75; 1 unit | P-54712-00
P-54713-00 | General - Lampu LED True Force Essential Cool Daylight Essential 25W E27 6500K; Philips; -; 1 pc | P-54713-00
P-60000-00 | Pembuatan Port terminal BIBO (Integrity) | P-60000-00
P-70002-00 | Forklift Jungheinrich - Filter Cartridge; Jungheinrich; 5140412; 1 pc | P-70002-00
P-70003-00 | Forklift Jungheinrich - Filter Air; Jungheinrich; 51440858; 1 pc | P-70003-00
P-70004-00 | Forklift Jungheinrich - Oil Hidraulic UG 46 (C); Jungheinrich; -; 1 pc | P-70004-00
P-70005-00 | Forklift Jungheinrich - Oil Transmission 80W 90 (L); Jungheinrich; -; 1 pc | P-70005-00
Q-10005-00 | Polyfloor PFT-213 Ivory @ 20 KG | Q-10005-00
Q-10012-00 | Multipox MX-94 White @ 20 KG | Q-10012-00
Q-10042-00 | Thiner Epoxy @ 1 galon | Q-10042-00
Q-10064-00 | Cat Ftalit 113 Primrose @1kg | Q-10064-00
Q-10090-00 | GypsumJaya Board | Q-10090-00
Q-10128-00 | Thinner Super End/Impala @ 1 Liter | Q-10128-00
Q-10130-00 | TOTO - Kran Wastafel Faucet TX 126 LE | Q-10130-00
Q-10134-00 | TOTO - Jet Shower spray TX 403S | Q-10134-00
Q-10136-00 | TOTO - Kran T23BQ13N | Q-10136-00
Q-10153-00 | Kuas Cat Roller uk. 110 mm;No Brand;;pack size per set | Q-10153-00
Q-10154-00 | Kuas Cat Roller uk. 230 mm;No Brand;;pack size per set | Q-10154-00
Q-10172-00 | Polyfloor PFT-213 Light blue @ 20 KG | Q-10172-00
Q-10192-00 | Dynabolt 8 X 40; ; ; | Q-10192-00
Q-10207-00 | Keramik Roman Warna Putih 40 x 40 cm;Roman;CN: 447106;pack size per pack | Q-10207-00
Q-10232-00 | Silicone Sealant N10 White | Q-10232-00
Q-10233-00 | Silicone Sealant N10 Clear | Q-10233-00
Q-10234-00 | Silicone Sealant N10 Grey | Q-10234-00
Q-10236-00 | Door Closer Dekson 302 NHO | Q-10236-00
Q-10249-00 | Lem Power Glue; ; ; | Q-10249-00
Q-10271-00 | Kuas 3 inch | Q-10271-00
Q-10272-00 | Cat epoxy Polyfloor PFT 253 Propan | Q-10272-00
Q-10282-00 | Semen MU Perekat Bata Ringan Mortar Utama 1zak | Q-10282-00
Q-10284-00 | Tile Grout AM 54; ; ; | Q-10284-00
Q-10302-00 | Compound / Kompon Gypsum;No Brand;;pack size 20 kg per pck | Q-10302-00
Q-10305-00 | Raven Door Seal (balon) RP48 Brown/White 50mtr x 2; ; ; | Q-10305-00
Q-10331-00 | Cat F-Talit Hella Grey KF-611 Netto : 1 kg | Q-10331-00
Q-10377-00 | Door Seal Brush PVC Hitam Ukuran 100 x 2,5 cm; No Brand; ; pack size per pcs | Q-10377-00
Q-10378-00 | Kunci Laci Cam Lock;Huben;PN: HL 103-25 mm;pack size per pcs | Q-10378-00
Q-10379-00 | Bak Cat | Q-10379-00
Q-10401-00 | Kuas Cat Uk. 3 inch;Eterna;Tipe 611;pack size per pcs | Q-10401-00
Q-10410-00 | Roll Epoxy dia. 9 | Q-10410-00
Q-10429-00 | Fitting Kap Lampu LED Tube TL T8 Ukuran 60 cm; In-Lite; INFX004; pack size per pcs | Q-10429-00
Q-10433-00 | Lampu Neon Philips TLD 15W/54-765 Cool Daylight; PHILIPS; TLD15W/54-765; | Q-10433-00
Q-10434-00 | Lampu Tornado Philips 27 W Cool Daylight; PHILIPS; 27WATTS; | Q-10434-00
Q-10460-00 | Magnetic door stopper; Dekson; Part No. MDS 889 SN; | Q-10460-00
Q-10471-00 | 2 way control valve diameter 3/4" c/w Actuator On-Off/220 V; REGIN ; DFCM220X; ; ; | Q-10471-00
Q-10472-00 | Kunci Loker Huben HL-103 30mm; ; ; | Q-10472-00
Q-10475-00 | Cat Tembok; ; ; - Cat Dulux Ambiance Brilliant White @ 20 Ltr | Q-10475-00
Q-10485-00 | Ball Valve Kuningan 1/2 inch Kitz; ; ; | Q-10485-00
Q-10486-00 | Neple selang Kuningan 1/2 inch x 1/2 inch | Q-10486-00
Q-10487-00 | Tutup Wastafel TOTO; ; ; | Q-10487-00
Q-10488-00 | Selang Wastafel TOTO; ; ; | Q-10488-00
Q-10489-00 | AM 54 CAIRAN; ; ; Can | Q-10489-00
Q-10492-00 | Amplas | Q-10492-00
Q-10493-00 | Tile Grout AM 53 | Q-10493-00
Q-10496-00 | Sirocco Ventilating Fan 24CHF KDK; ; ; | Q-10496-00
Q-10509-00 | Cable Ducting | Q-10509-00
Q-10510-00 | Junction Box Plastik 12x12x10 cm; ; ; | Q-10510-00
Q-10511-00 | Probe Sensor Temperatur PT100 3 wire; range -15 degC sampai 150 degC; ; ; | Q-10511-00
Q-10514-00 | Hollow SUS304 30x30x3.0mm | Q-10514-00
Q-10516-00 | Pahat Besi / Cold Chisel | Q-10516-00
Q-10517-00 | Kape Besi / Scraper / Skrap Besi;No Brand;;pack size per pcs | Q-10517-00
Q-10518-00 | Dempul | Q-10518-00
Q-10523-00 | Cat Nippon Paint Nippe 2000 318T; Nipon; ; | Q-10523-00
Q-10524-00 | Dulux Wallfiller; Dulux; ; | Q-10524-00
Q-10525-00 | Waterpass Magnet 9 inch; ; ; | Q-10525-00
Q-10526-00 | Cat Dustproof Propan Decor DAE 550 Peacock Blue; ; ; - TEAL-5412 | Q-10526-00
Q-10528-00 | Kaca Cermin; Lokal; Ukuran custom; pack size per pcs | Q-10528-00
Q-10549-00 | TOTO - Piston Flush Valve Closet Type T150NL / TV150NSJ | Q-10549-00
Q-10550-00 | Door Closer TS 2000V Hold Open GEZE; ; ; | Q-10550-00
Q-10552-00 | Stiker Kaca Sandblast | Q-10552-00
Q-10562-00 | Proseal PAS-100 White Propan | Q-10562-00
Q-10563-00 | Cat Weathershield Merlin;Dulux;Type 40156M Merlin;pack size per 20L pail | Q-10563-00
Q-10569-00 | Lampu LED Emergency 6 Watt Hannoch Genius | Q-10569-00
Q-10570-00 | Kap Lampu TL RM 2X18 Watt | Q-10570-00
Q-10571-00 | PHILIPS - Kap Lampu Waterproof TCW 060 2X36 Watt | Q-10571-00
Q-10572-00 | PHILIPS - Lampu LED TL T8 120 Cm 16 Watt; ; ; | Q-10572-00
Q-10573-00 | PHILIPS - Lampu Emergency TWS 200; ; ; | Q-10573-00
Q-10580-00 | Cat Ftalit 444 Banana Yellow; ; ; 1 Kg per Can | Q-10580-00
Q-10581-00 | Cat Ftalit 272 Antique Grey 1 Kg per Can | Q-10581-00
Q-10585-00 | Lampu LED T5-18W-1200mm | Q-10585-00
Q-10586-00 | Lampu LED T5-9W-600mm; ; ; | Q-10586-00
Q-10588-00 | Sika Boom @750 ml | Q-10588-00
Q-10621-00 | Kap Downlight 5inch Osiwa | Q-10621-00
Q-10623-00 | Engsel Spring SS304 4x3x3ml Dekson | Q-10623-00
Q-10629-00 | Cat Lantai Light Blue BAP338 BITAFLOOR | Q-10629-00
Q-10630-00 | Pompa KP250A Grundfos | Q-10630-00
Q-10631-00 | Mesh 8 SS 304 | Q-10631-00
Q-10633-00 | Tali Tambang | Q-10633-00
Q-10650-00 | Aquaproof Abu-Abu @4 Kg; ; ; | Q-10650-00
Q-10651-00 | Aquaproof Putih @4 Kg | Q-10651-00
Q-10652-00 | Cat Multipurpose PU Acrylic Orange 101-1 Propan | Q-10652-00
Q-10655-00 | Cat Anti Karat dan Anti Bocor Seiv Flinkote 007 | Q-10655-00
Q-10656-00 | Kuas Cat Uk. 5 inch;No Brand;;pack size per pcs | Q-10656-00
Q-10657-00 | Mata Gerinda Amplas Poles Epoxy @11 pcs | Q-10657-00
Q-10662-00 | Capit Udang Laci Solid | Q-10662-00
Q-10683-00 | Stiker Vinil A3 | Q-10683-00
Q-10711-00 | Pipa PVC Abu Abu AW 4" Rucika; ; ; | Q-10711-00
Q-10712-00 | Elbow PVC Abu Abu AW 4" Rucika; ; ; | Q-10712-00
Q-10715-00 | Lem PVC Isarplas Kuas @400gr; ; ; | Q-10715-00
Q-10724-00 | Semen MU 301 Plester Plus; ; ; | Q-10724-00
Q-10731-00 | Kunci Lemari Arsip Lion L33/ELITE LION | Q-10731-00
Q-10745-00 | Lem ZAMITEX 500 gr | Q-10745-00
Q-10746-00 | Cat Tembok WeatherShield 40544M Day Break Dulux | Q-10746-00
Q-10750-00 | Hollow Baja Ringan 4x4cm, Tebal 0.5mm, Panjang 4m; ; ; | Q-10750-00
Q-10752-00 | Cat Duragloss Silver Metallic;Propan;Type 9115 Silver Metallic;pack size per can | Q-10752-00
Q-10774-00 | Kansai Zinc Phospate Primer Light Grey @ 20 KG | Q-10774-00
Q-10775-00 | Metalkote Anti Karat Epoxy Primer EDP-551 @ 20 KG | Q-10775-00
Q-10783-00 | Kunci Pas Rachet Ujung Ganda 3/8inch, 5/16inch dan 1/4inch, 3/16inch For Koneksi pipa AC; ; ; | Q-10783-00
Q-10784-00 | Convex Mirror 80 CM (Cermin Cembung) | Q-10784-00
Q-10785-00 | Hardisk Enclosure Case 3.5 Inch | Q-10785-00
Q-10805-00 | Multipox MX-98-2K SB White;Propan;Type White;pack size per 20 kg pail | Q-10805-00
Q-10817-00 | Door Closer Type: TS77 Hold Open; DORMA; ; | Q-10817-00
Q-10825-00 | Tali Karet Ban;No Brand;;pack size per pcs | Q-10825-00
Q-10827-00 | Jet Gun For Cleaning AC | Q-10827-00
Q-10828-00 | Plastik AC 0,5-2 PK @5 meter; ; ; | Q-10828-00
Q-10829-00 | Cat Ambiance Lakestone 44537M Tinting; Dulux; ; | Q-10829-00
Q-10845-00 | Fitting Lampu Bholam E27; ; ; pcs | Q-10845-00
Q-10855-00 | Apar Termatic Powder | Q-10855-00
Q-10856-00 | SCHINDLER ELEVATOR - Guide Shoe Oil Box | Q-10856-00
Q-10857-00 | Nitric Acid (HNO3) 68 % | Q-10857-00
Q-10859-00 | Gembok 40 mm;No Brand;;pack size per pcs | Q-10859-00
Q-10860-00 | SCHINDLER ELEVATOR - Chime Bell | Q-10860-00
Q-10862-00 | Bracket TV Monitor LED 32-51 inch | Q-10862-00
Q-10863-00 | Wallmount Indorack WR5004S 4U 500MM Singel Door Rack Server | Q-10863-00
Q-10880-00 | Holder Vertical Blind Hanger 127 mm | Q-10880-00
Q-10885-00 | Kunci Grendel SS 1 1/2 Inch | Q-10885-00
Q-10900-00 | Skrup Baja Hitam;No Brand;;pack size per pack | Q-10900-00
Q-10901-00 | Lem Fox Kayu Putih | Q-10901-00
Q-10902-00 | Gypsum 9 mm;No Brand;;pack size per lembar | Q-10902-00
Q-10903-00 | Lem Wall Papper BOSTIK | Q-10903-00
Q-10904-00 | Handle Pintu Kaca Deksson DK 82801; ; ; | Q-10904-00
Q-10905-00 | Kanal C Galvalum Baja Ringan 0.75 | Q-10905-00
Q-10908-00 | Lan Card PCI Express TG-3468 Gigabit 10/100/1000 Mbps TG-3468 TP-Link | Q-10908-00
Q-10909-00 | Cat Epoxy JOTAFLOOR TC RAL 5012 JOTUN | Q-10909-00
Q-10910-00 | Cat Epoxy JOTAFLOOR TC RAL 7035 JOTUN | Q-10910-00
Q-10911-00 | Cat Epoxy JOTAFLOOR TC SEALER CLEAR JOTUN | Q-10911-00
Q-10912-00 | Pompa Oil Manual Drum | Q-10912-00
Q-10924-00 | Cat Hardtop XP RAL 5018 Turquois Blue Jotun | Q-10924-00
Q-10930-00 | PCI Usb Card 4 port usb 2.0 Konektor Panjang | Q-10930-00
Q-10931-00 | Grendel Slot Pintu Geser | Q-10931-00
Q-10933-00 | Mesin Amplas GSS-1400 BOSCH | Q-10933-00
Q-10946-00 | Silicone Sealant;Silglaze;Type N10 Light Grey;pack size per pcs | Q-10946-00
Q-10947-00 | Plastik Cor Bagunan;No Brand;;pack size per pcs - Per 10kg | Q-10947-00
Q-10949-00 | SCHINDLER ELEVATOR - Ceiling Lamp Cover; ; ; | Q-10949-00
Q-10952-00 | Mesh Uk. 18x0.28mmx1000mm Material SS 304; ; ; | Q-10952-00
Q-10963-00 | Keramik Granito Salsa Oasis Warna Ivory 40x40mm; Granito; ; | Q-10963-00
Q-10967-00 | Nat Keramik AM 53 Cream Lotus; ; ; | Q-10967-00
Q-10971-00 | Magnet Kotak Pintu Lemari Small Stainless Steel 1.5x3.6cm; ; ; | Q-10971-00
Q-10972-00 | Koper Penyimpan Alat Cashing Aluminium Uk. 215x215x655mm; ; ; | Q-10972-00
Q-10982-00 | Spray Gun CSGLI2001 800cc; INGCO; ; | Q-10982-00
Q-10983-00 | Isolator Keramik Busbar Silinder 50x40; ; ; | Q-10983-00
Q-10984-00 | Door Seal Karet Penutup Bawah Pintu Abu 2,5 cm x 1 M; ; ; | Q-10984-00
Q-10985-00 | Keramik Granito Warna Crystal White Sand 60x60; Granito; ; | Q-10985-00
Q-10986-00 | Face Plate HDMI to VGA Skrup; AMP; ; | Q-10986-00
Q-10987-00 | HPL Edging Abu 2.2cm; Taco; ; | Q-10987-00
Q-11000-00 | Jasa Perbaikan Gedung; ; ; | Q-11000-00
Q-11002-00 | General - Philips T5 TCH086 Essential Batten 14Watt PUTIH COOL DAYLIGHT Set Lengkap dengan Kap; Philips; ; | Q-11002-00
Q-12033-00 | SikaTop 107 Seal / pelapis kedap air; ; ; pack size per set (20 kg semen dan 5 kg cairan sika) | Q-12033-00
Q-12047-00 | Kape PVC / Scraper / Skrap PVC Ukuran 5 Inch;; Lokal; ; pc | Q-12047-00
Q-12050-00 | Cat Epoxy lantai PROPAN POLYFLOOR PRIMER PFP-241 2K SB(20KG - SET); PROPAN PFP-241; ; | Q-12050-00
Q-12060-00 | Polyurethane (PU) Foam Sealent Spray; No Brand; LX-100; pack size 750 ml per botol | Q-12060-00
Q-12073-00 | Door Seal Brush Alumunium; Lokal; Ukuran 100 cm x 3,5 cm; pc | Q-12073-00
Q-12076-00 | Kunci Laci Lemari Loker Slide; Huben; HL-505; per set | Q-12076-00
Q-12077-00 | Piston Valve; Toto; S302; pc | Q-12077-00
Q-12105-00 | Cat Semprot Metallic Black 1139; Samurai Paint; Metallic Black 1139; 400 ml/can | Q-12105-00
Q-12117-00 | Lem Anti Bocor Waterproof Nano Transparan; Aqualuxe; ; 1 kg | Q-12117-00
Q-12123-00 | Lis Strip Pintu Seal Peredam Suara 6M; Lokal; 6M-SD6-Hitam; 6 meter/roll | Q-12123-00
Q-12140-00 | Cat Semprot Signal Red 23; Samurai Paint; Signal Red 23; 400 ml per can | Q-12140-00
Q-12141-00 | Cat Semprot Blue 312; Samurai Paint; Blue 312; 400 ml per can | Q-12141-00
Q-12142-00 | Cat Semprot Grey 104; Samurai Paint; Grey 104; 400 ml per can | Q-12142-00
Q-12143-00 | Cat Semprot Chrome Yellow; Samurai Paint; Chrome Yellow; 400 ml per can | Q-12143-00
Q-12145-00 | Kasa Gypsum Tanpa Lem Ukuran 1 inch; Lokal; ; 20 meter per roll | Q-12145-00
Q-12150-00 | Cat Semprot Scoopy Brown H391; Samurai Paint; Scoopy Brown H391; 400 ml per can | Q-12150-00
Q-12151-00 | Keramik Dlucido Cream Uk. 20x25; Roman; Type W25107; pack size per 20 pcs box | Q-12151-00
Q-12152-00 | Lem Kayu Putih 350 gram; Fox; ; 350 gram per pack | Q-12152-00
Q-12153-00 | Door Seal Karet Penutup Bawah Pintu Hitam uk. 5 cm x 1 M; Lokal; ; pc | Q-12153-00
Q-12166-00 | Sandblast JT215 Buram 122cmx50m; Ruisitu; -; 1 Roll | Q-12166-00
Q-12181-00 | Flush Bolt 1625 + Stang; Griff; -; 1 Pc | Q-12181-00
Q-20010-00 | Keramik Granito Warna Ivory | Q-20010-00
Q-30005-00 | Lampu Highbay 150 Watt LED; Ecolink; ; pack size per pcs | Q-30005-00
Q-50000-00 | Engsel Pintu SS | Q-50000-00
Q-50012-00 | Flush Bolt Grendel Tanam Slot Pintu; Dekkson; FB 040 8+12 inch; pack size per set (8 inch dan 12 inch) | Q-50012-00
Q-50013-00 | Frame or Perimeter Seal RP48 White; Raven; R48W6; 6 meter/pck | Q-50013-00
Q-50020-00 | Engsel Tanam Pintu D40; Dekkson; Type D40; pc | Q-50020-00
Q-50025-00 | Flush Bolt 370mm; Dekkson; FB SQ 501; pc | Q-50025-00
Q-50026-00 | Electric Dropbolt Lock door access 5 Kabel Delay; Lokal; ; pc | Q-50026-00
Q-50027-00 | Glass Lock atau Grendel Pintu Kaca Tanpa Bingkai; Dekkson; GL621CP; pc | Q-50027-00
Q-50028-00 | Engsel Sendok Profil Hinge 40 mm; Ferrari; ; pc | Q-50028-00
Q-50029-00 | Kunci Tusuk Laci / Kunci Tekan (Push Lock) HL105; Huben; HL105; pc | Q-50029-00
Q-54119-00 | Paint Remover;No Brand;;pack size per can - Kemasan 20L | Q-54119-00
Q-54128-00 | Kuas uk. 2.5 inch; No Brand; ; pack size per pc | Q-54128-00
Q-54156-00 | PCB SCOPMA 5.Q; ; ; | Q-54156-00
Q-54157-00 | PCBA LIFT SCOPCA 5.Q;Schindler Elevator;;pack size per unit | Q-54157-00
Q-60003-00 | Plakband Kertas | Q-60003-00
Q-60006-00 | Dempul kayu sanpolac @ 1kg | Q-60006-00
Q-60025-00 | Kuas Cat Uk. 1 inch;Eterna;Tipe 611;pack size per pcs | Q-60025-00
Q-60026-00 | Kuas Cat Uk. 2 inch;Eterna;Tipe 611;pack size per pcs | Q-60026-00
Q-60036-00 | Cat F-Talit KF-611 / Hellay Grey / 115-611 @ 1 KG | Q-60036-00
Q-60061-00 | Cat Pilox 109 - Black | Q-60061-00
Q-60063-00 | Cat Pilox 102 - White | Q-60063-00
Q-60067-00 | Cat Pilox 124 - Silver | Q-60067-00
Q-60104-00 | Cat Hardtop XP PU Jotun | Q-60104-00
Q-60105-00 | Cat Dulux Ambiance Brilliant White; Dulux; 2290; pack size per 20L | Q-60105-00
Q-60107-00 | Hardener / Obat dempul sanpolac; ; ; pack size per tube | Q-60107-00
Q-60113-00 | Cat Ambiance Base; Dulux; Type T914A Grey Universal; 20L/pail | Q-60113-00
Q-60117-00 | Cat Epoxy PU-Crete Flowfresh MF Type Light Grey; Flowcrete; ; 20 kg/set | Q-60117-00
Q-60213-00 | Cat F-Talit KF 125, F-Talit, Type Grass Green, pack size per 1 kg | Q-60213-00
Q-60226-00 | Cat F-Talit KF 731, F-Talit, Type Super White 115-00, pack size per 1 kg | Q-60226-00
Q-60234-00 | Cat F-Talit KF 582, F-Talit, Type Black, pack size per 1 kg | Q-60234-00
Q-60242-00 | Cat Ftalit KF-43 Permanent Red; Kansai Paint; Type 115-143 Permanent Red; pack size per 20 kg pail | Q-60242-00
Q-60328-00 | Cat Decor Acrylic Enamel DAE - 550 / Solvent Based; Propan; TEAL 5412 - Warna Biru; pack size 20 liter per pail | Q-60328-00
Q-60340-00 | Cat Semprot Chrome Stainless 360ml; No Brand; ; can | Q-60340-00
Q-60342-00 | Cat Semprot Green Relax (V9488); Diton Premium; V9488; 400 ml | Q-60342-00
Q-60401-00 | Handle Pintu Bulat, Elbow Press Lock; Meroni; N13NE TB127; | Q-60401-00
Q-60402-00 | Aquaproof Abu Abu; Aquaproof; Type 061 Abu Abu; 20 liter/pail | Q-60402-00
Q-60403-00 | Serat Fiber / Fiber Glass Matt; Aquaproof; ; 1 kg/pack | Q-60403-00
Q-60404-00 | Cat Interior Catylac; Dulux; Type Putih 1501N; 25 kg/pail | Q-60404-00
Q-60405-00 | Cat Durogloss DR-2000; Propan; Type Spiders Web 90YY 73/040; 0,9 L/can | Q-60405-00
Q-60406-00 | Stone Coat Pernis pelapis batu alam; Golden Horse; Type Black Gloss ; 1 kg/can | Q-60406-00
Q-60434-00 | Semen putih / Acian Putih; Tiga Roda; TR-30; 40 kg/zak | Q-60434-00
Q-60500-00 | Silicone Sealant, Silglaze, Type N10 Grey, pack size per pcs | Q-60500-00
Q-60501-00 | Silicone Sealant, Silglaze, Type N10 Clear, pack size per pcs | Q-60501-00
Q-60502-00 | Silicone Sealant;Silglaze;Type N10 White;pack size per pcs | Q-60502-00
Q-60503-00 | Silicone Sealant;Silglaze;Type N10 Grey;pack size per pcs | Q-60503-00
Q-70026-00 | Baterai Tester Micro 200 Pro; Lancol; ; | Q-70026-00
Q-70039-00 | Tang Lancip Uk. 6 inch (Long Plier Nose);Tekiro;CN: PL-LN0760;pack size per pcs | Q-70039-00
Q-70040-00 | Tang Potong ukuran 6 inch, Merk : Tekiro; ; ; | Q-70040-00
Q-70054-00 | Isi Kuas Cat Epoxy Roll; Rollset; Ukuran 4 Inch; pack size per pcs | Q-70054-00
Q-70055-00 | Isi Kuas Cat Epoxy Roll; Rollset; Ukuran 9 Inch; pack size per pcs | Q-70055-00
Q-70065-00 | Dynabolt Beton M8x60; M8; M8x60; | Q-70065-00
Q-70066-00 | Dynabolt Beton M8x70; M8; M8x70; | Q-70066-00
Q-70068-00 | Dynabolt Beton M10x60; M10; M10x60; | Q-70068-00
Q-70069-00 | Dynabolt Beton M10x70; M10; M10x70; | Q-70069-00
Q-70072-00 | Dynabolt Beton M12x70; M12; M12x70; | Q-70072-00
Q-70084-00 | 10-19mm Rachet Spanner & Socket Set 23 Pc; Kennedy; KEN5823980K; pack size per set | Q-70084-00
Q-70085-00 | Super Wire Stripper; Kennedy; KEN5147970K; pack size per pcs | Q-70085-00
Q-70086-00 | 8x200mm Engineers Screwdriver; Kennedy; KEN5723080K; pack size per pcs | Q-70086-00
Q-70087-00 | No.4 Cross PT Engineers Screwdriver; Kennedy; KEN5721040K; pack size per pcs | Q-70087-00
Q-70088-00 | No.0 Cross PT VDE Dual Grip Screwdriver; Kennedy; KEN5727900K; pack size per pcs | Q-70088-00
Q-70089-00 | 4 Inch 20 Blade Metric Feeler Gauge; Kennedy; KEN5180780K; pack size per pcs | Q-70089-00
Q-70090-00 | 2-16mm Uninsulated Terminal Crimping Tools; Kennedy; KEN5155420K; pack size per pcs | Q-70090-00
Q-70091-00 | 125mm/5 Inch Diagonal Pro-TorQ Cutter; Kennedy; KEN5582020K; pack size per pcs | Q-70091-00
Q-70092-00 | 25-Drawer Small Parts Storage Cabinet; Kennedy; KEN5935120K; pack size per unit | Q-70092-00
Q-70093-00 | Flat Parallel Mini Srewdriver 3x65; Kennedy; KEN5725220K; pack size per pcs | Q-70093-00
Q-70095-00 | 30 Blade Screw Pitch Gauge 60Deg American; Kennedy; KEN5181070K; pack size per pcs | Q-70095-00
Q-70096-00 | Soldering Iron 25W 230V C/W Fine Point Tip; Senator; SEN5162210K; pack size per pcs | Q-70096-00
Q-70097-00 | Kunci Sock Set 8-32mm 1/2 Inch DR Socket Set 24 pc Segi Pt 6; Matsu; ; pack size per set | Q-70097-00
Q-70098-00 | Kunci Torsi Momen 20-120 Nm; Lakoni; 800422; pack size per set | Q-70098-00
Q-70103-00 | Mata Sock L Set 11 Pcs Dr.1/2 Inch; Tekiro; SC-HB0638; 11 pcs per set | Q-70103-00
Q-70104-00 | Sambungan Kunci Sock / Extension Bar 1/2 x 10 inch; XP Tools; MTA-69200251; Pack Size Per Pcs | Q-70104-00
Q-70125-00 | Cordless Impact Wrench / Mesin Bor Impact Pembuka Baut Tanpa Kabel; Bosch; GDS 18C-400; pack size per set (baterai dan charger) | Q-70125-00
Q-70135-00 | Mini Grinder 3mm with ACC. 217 pcs IRDGS; Krisbow; 10107083; pack size per set | Q-70135-00
Q-70137-00 | Pipe Wrench 14 Inch LRPW14; Krisbow; KW0100366; pack size per pcs | Q-70137-00
Q-70148-00 | Kunci L Bintang / Tamper Torx Key; Tekiro; HK-TA1206; 9 pc/set | Q-70148-00
Q-70149-00 | Jangka Sorong Digital / Digital Caliper; Mitutoyo; CN: 500-197-30; pc | Q-70149-00
Q-70156-00 | Driver / Bor Cordless Impact Drill Baterai 18V; Bosch; GSB183-LI; per set (Bor dan 1 x baterai GBA 18V 2.0Ah) | Q-70156-00
Q-70158-00 | Bor Impact Drill GSB 600; Bosch; 06011A03K2; set | Q-70158-00
Q-70159-00 | Buckle CB5 Galvanized Steel 16mm; Lokal; ; pcs | Q-70159-00
Q-70160-00 | Tali Webbing 4mm; Lokal; ; 50 meter/rol | Q-70160-00
Q-70163-00 | Handle Tap Balik / Handle Tap M3-M12 mm; Tekiro; GT-TH1864; pc | Q-70163-00
Q-70167-00 | Kunci L Bintang / Torx Key Uk. 10 mm; Tekiro; HK-TL1221; pc | Q-70167-00
Q-70168-00 | Adjustable Wrench / Kunci Inggris Uk. 12 Inch; Krisbow; KW0101965; pc | Q-70168-00
Q-70169-00 | Kunci L Hex Key Stubby Uk. 1,5 - 10 mm; Tekiro; HK-ST1210 ; 9 pc/set | Q-70169-00
Q-70170-00 | Kunci L Uk. 1,5 mm; Tekiro; HK-LO1164; pc | Q-70170-00
Q-70171-00 | Kunci L Uk 2 mm; Tekiro; HK-LO1165; pc | Q-70171-00
Q-70172-00 | Kunci L uk. 3 mm; Tekiro; HK-LO1166; pc | Q-70172-00
Q-70173-00 | Kunci L Bintang / Torx Key Uk. 20 mm; Tekiro; HK-TL1223; pc | Q-70173-00
Q-70174-00 | Kunci L Bintang / Torx Key Uk. 25 mm; Tekiro; HK-TL1224; pc | Q-70174-00
Q-70175-00 | Kunci L Bintang / Torx Key Uk. 50 mm; Tekiro; HK-TL1228; pc | Q-70175-00
Q-70176-00 | Kunci Pas No 21 & 23; Tekiro; WR-OE0086; pc | Q-70176-00
Q-70177-00 | Obeng Listrik / Electrician Screwdriver PZ 6x100mm; Krisbow; KW0100765; pc | Q-70177-00
Q-70178-00 | Tang Potong Uk. 5 Inch; SATA; CN: 05522; pc | Q-70178-00
Q-70181-00 | Obeng Listrik Presisi / Insulation Precision Screwdriver; Tekiro; SD-IP0930; 6 pc/set | Q-70181-00
Q-70184-00 | Obeng Listrik / Insulated Screwdriver Plus 2x100mm PH2; SATA; 61223; pc | Q-70184-00
Q-70201-00 | Tang Kombinasi / Linesman Pliers Uk 7 inch; Tekiro; PL-LM0758; pc | Q-70201-00
Q-70222-00 | Insulated Screwdriver LPISS7; Krisbow; 10002071; 7 pc/set | Q-70222-00
Q-70224-00 | Kunci L Mini Set; Tekiro; HK-EL1198; 7 pc/set | Q-70224-00
Q-70238-00 | Cordless Hot Gun include baterai; Bosch; GHG 18V-50; per set (Baterai 18V 4.0 Ah dan charger GAL 18V-40) | Q-70238-00
Q-70239-00 | Tang Buaya Bengkok 10 Inch (Curved Jaw); Tekiro; PL-LG0770; pc | Q-70239-00
Q-70240-00 | Tang Riveter Nut / Hand Rivet Nut Tool Set; ; ; 1 set (1 unit Nut Riveter + 110 pcs Nutsert (M3?M12)) | Q-70240-00
Q-70249-00 | Mata Kunci Impact Set 8-32mm (1/2" Dr); Ecosen; ; 20 pc/set | Q-70249-00
Q-70253-00 | Screwdriver LRSST8 / Obeng Plus dan Minus Set; Krisbow; KW0102648; 8 pc per set | Q-70253-00
Q-70254-00 | Obeng Ketok/Impact Driver Set; Tekiro; SD-IM0921; 11 pc per set | Q-70254-00
Q-70255-00 | Kunci Sock T 13 mm; Tekiro; WR-TT0237; pc | Q-70255-00
Q-90010-00 | Sendok Semen | Q-90010-00
Q-90013-00 | Apar CO2 | Q-90013-00
Q-90025-00 | SCHINDLER ELEVATOR - PCB SDIC; P/N: 591886; ; ; | Q-90025-00
Q-90026-00 | SCHINDLER ELEVATOR - Sensor PHS; Cedes, GLS 126 NT; ; ; | Q-90026-00
Q-90767-00 | Cat Weathershield Day Break;Dulux;Type 40544M Day Break;pack size per 20L pail | Q-90767-00
R-20023-00 | Machine Change Parts; ; ; | R-20023-00
R-22006-00 | Racking | R-22006-00
S-11400-00 | Majun AA, No Brand, Budhi Supplies, pack size per kg | S-11400-00
S-11816-00 | Cable Ties Nylon reusable (Colour Black) Lenght 20cm | S-11816-00
S-11976-00 | Selang Hydrant | S-11976-00
S-20055-00 | Safety Gloves; Promaster; pack size 10 pcs per box | S-20055-00
S-20105-00 | Full Facepiece Reusable Respirator; 3M; 6800 Medium; pc | S-20105-00
S-20268-00 | Face Shield Head Gear With Clear Visor; KW1000315; ; ; | S-20268-00
S-20499-00 | Filter Retainer 501 (Plastik Penutup Prefilter 5N11); 3M; 501; 10 pc/pck | S-20499-00
S-20669-00 | Multi Gas & Vapor Cartridge; 3M; 6006M; pc | S-20669-00
S-40009-00 | Battery CR 2032 Maxell | S-40009-00
S-40011-00 | Battery Lithium 3,6 V LS 14250, Shaft | S-40011-00
S-40335-00 | Lem Insuflex Insulation; ; ; | S-40335-00
S-40586-00 | Container Box; Claris; ; | S-40586-00
S-40640-00 | Cable Ties, 150 x 3.6 mm; SIGMA; CS 150T; Putih;100 pcs/pack | S-40640-00
S-40645-00 | Cable Ties, 200 x 4.8 mm; SIGMA; CS 200L; Putih;100 pcs/pack | S-40645-00
S-40760-00 | Dry Fog - Oring Spray; P/N. 43100-097 | S-40760-00
S-40851-00 | Flashdisk 4GB; Sandisk; ; | S-40851-00
S-42148-00 | Plakban Kuning Size 1" | S-42148-00
S-44000-00 | Packing & Other Charges; ; ; | S-44000-00
S-46129-00 | Plastik Wrap Roll, Size 50 x 200 cm x 17 micron | S-46129-00
S-46149-00 | Plastik PE Murni Polos 75 cmx100cmx 0.08mm; No Brand; ; pack size per kg | S-46149-00
S-46525-00 | Jolly Box ; JX-3 No. 300; Lion Star; ; | S-46525-00
S-46550-00 | Ladder with Cushion Foam 4 Step BLKYS2462P; Krisbow; 294499; | S-46550-00
S-50264-00 | Gelas Ukur 1000 ml Class A ; Brand : Iwaki ; CN : 3022-1000-N | S-50264-00
S-50953-00 | Silica Gel curah; ; ; pck | S-50953-00
S-51937-00 | Lid for Desicator, with Stopcock, dor ID 200mm; Normax; 4906324; pieces | S-51937-00
S-62005-00 | Gas Oksigen (O2) ; 6 M3; Refill; Industrial Grade; Purity ? 99.95% | S-62005-00
S-62027-00 | Gas Nitrogen (N2); 6 M3; Refill; Ultra High Purity (UHP); Purity ? 99.999% | S-62027-00
S-62027-00 | Gas Nitrogen (N2); 6 M3; Refill; Ultra High Purity (UHP); Purity ? 99.999% | S-62027-00
S-62032-00 | Gas Argon (Ar); 1.5 M3; Refill; Industrial Grade; Purity ? 99.95% | S-62032-00
S-62036-00 | Gas Argon (Ar); 6 M3; Refill; High Purity (HP); Purity ? 99.995% | S-62036-00
S-62052-00 | Gas Acetylene (C2H2), Industrial Grade, 2kg; ; ; | S-62052-00
S-62063-00 | General - Helium Gas + Cylinder 1m3; No Brand; -; pcs | S-62063-00
S-63035-00 | Cover Penutup Saklar | S-63035-00
T-10000-00 | Motherboard Lenovo IS6XM Rev1.0 | T-10000-00
T-10005-00 | Mouse; Logitech; M331 Silent Plus | T-10005-00
T-10087-00 | HDD Internal PC 500 GB | T-10087-00
T-12000-00 | HDD Internal - 4TB SATA Seagate SKYHAWK Surveilance 3.5 inch | T-12000-00
T-12025-00 | HDD Internal Notebook 500 GB Seagate | T-12025-00
T-12045-00 | Hard disk Desktop Internal Seagate 1TB SATA; Seagate; ; | T-12045-00
T-12078-00 | Belden RJ45 Connector CAT6/Kon | T-12078-00
T-12097-00 | SSD VGEN 128GB 2.5" SATA; ; ; | T-12097-00
T-12099-00 | Seagate BarraCuda Harddisk Internal PC 500GB SATA; ; ; | T-12099-00
T-12105-00 | SSD SP 256GB 2.5 Inch SATA | T-12105-00
T-12106-00 | HDD Internal 6 TB WD Purple | T-12106-00
T-12185-00 | PSU CPU - Power Supply Unit Power Up 600 Watt - Power Supply Unit Power Up 600 Watt | T-12185-00
T-12200-00 | WD BLUE SSD 500GB 3D NAND SATA SSD; ; ; | T-12200-00
T-12204-00 | Keyboard Wireless K270 Logitech; ; ; | T-12204-00
T-12225-00 | SSD 1TB WD Blue SA510 1,5 Inch; SATA; ; | T-12225-00
T-12277-00 | Seagate One Touch 5TB External Hardisk; ; ; | T-12277-00
T-12301-00 | USB HUB 4 Port 3.0.2.0 High Speed Power Adapter OTG - CHM 2.0 0,5m; Vention; ; | T-12301-00
T-12311-00 | Thermal Paste for Processor/CPU; ; ; | T-12311-00
T-12314-00 | Converter USB to RS232 UC232A; ; ; | T-12314-00
T-12348-00 | Kabel Power CPU Cord 1,5m; ; ; | T-12348-00
T-12352-00 | Adapter converter LAN to Type C with Ethernet; UGREEN; ; | T-12352-00
T-20002-00 | Jasa Perbaikan Alat Lab - Perbaikan Timbangan Lab | T-20002-00
T-20041-00 | Fitting SS; WATERS; c/n WAT025604; 5pc per pack | T-20041-00
T-20044-00 | PEEK Tough Connector GL Sciences c/n 6010-48600 5 pcs per pack | T-20044-00
T-20055-00 | PerformancePlus Check Valve Cartridge; Waters; p/n 700002399; | T-20055-00
T-20100-00 | 900 UV LAMP-SIEVERS 900 TOC part; SIEVERS 900; ; | T-20100-00
T-20105-00 | 900 Resin Bed for TOC Sievers; ; ; | T-20105-00
T-20112-00 | 900 Sample pump tubing; Sievers; P/N CATU 96200; 1 pc | T-20112-00
T-20113-00 | 900 UV lamp; Sievers; P/N CARK35010-01; 1 pc | T-20113-00
T-20118-00 | FILTER INSERT ASSY; Waters; P/N WAT088084; 1 pc | T-20118-00
T-20123-00 | Acquity PDA/TUV 2489/2998 Perf Main Kit (lampu HPLC); Waters; P/N 201000281; 1 pc | T-20123-00
T-20127-00 | High Pressure Motorized Valve Rebuild Kit Waters P/N : WAT045424 | T-20127-00
T-20129-00 | Deuterium Lamp L6380 80V; Shimadzu; c/n 062-65055-05; 1 pc | T-20129-00
T-20134-00 | Isolator Gloves Material : CSM Shape : E10 Size : 8 Thickness (mm) : 4/10 Length (mm) : 330; Piercan; E10330 Y 8 E4 4; | T-20134-00
T-20135-00 | Sleeves Thickness(mm): 3/10 Length(mm) : 500 Dia.(mm) : 293,00 Plan Reference : FP no 42-PVC 0,3 TA; Piercan; M293/90 PVCTR E3 500; | T-20135-00
T-20136-00 | 2690 SEAL PACK REBUILD PKG; Waters; c/n WAT271019; | T-20136-00
T-20137-00 | PRINTER/PCINTERFACE-TEMPERATURE-G02A01; 0202PPCT01; HSN # 90268090;; ; ; | T-20137-00
T-20138-00 | Safety Controller --5 To 70 C, 10 TO 99%RH-NONLINEAR +/-2 TO 10%RH; Item Code :0202SDAT01; ; ; | T-20138-00
T-20139-00 | Pump, Vacuum, Degasser; Waters; PN : 700001352; 1 pc | T-20139-00
T-20146-00 | Inlab Cable MultiPin-BNC/RCA 1.2m cat no 30281896; Mettler Toledo; c/n 30281896; 1 pc | T-20146-00
T-20148-00 | Replacement Filter 60 Micron; Sievers; c/n CHTF94402; 1 pc | T-20148-00
T-20177-00 | 2690/95 PERFORMANCE MAINTENANCE KIT., Waters, Part No. WAT270944 | T-20177-00
T-20201-00 | ASSY,SOLVENT FILTER., Waters, Part No. WAT025531 | T-20201-00
T-20203-00 | SEAL, FACE, SEALWASH, PKG (1) 2690, WAT271017 | T-20203-00
T-20210-00 | SEAL FACE 2690, Waters, Part No. WAT270939, PKG (4) | T-20210-00
T-20212-00 | SEAL PLUNGER 2690, Waters, Part No. WAT270938, PKG (2) | T-20212-00
T-20215-00 | ASSY PCB DEGASSER QSPI MULTI-PERS, Waters, Part No. 700002511 | T-20215-00
T-20218-00 | Plunger Seal wash 2690, Waters, Part No. WAT271018, PKG (2 ) | T-20218-00
T-20219-00 | 2690 WASH TUBE, Waters, Part No. WAT270940, PKG (4) | T-20219-00
T-20287-00 | Septum Bleed/Temp Opt. Non-Stick 11 mm Septa ; Agilent; Part No. 5183-4757; 50/pk | T-20287-00
T-20289-00 | Ferrule, 1.0 mm graphite 0.53 Col; Agilent; Part No. 5080-8773; 10/pk | T-20289-00
T-20320-00 | Inlet liner, Ultra Inert, split, low pressure drop, glass wool; Agilent; Part No. 5190-2295; 1/pk | T-20320-00
T-20348-00 | Non-Stick Liner O-Ring,; Agilent; Part No. 5188-6405; 5/pk | T-20348-00
T-20381-00 | Halogen Lamp NA55917 12V; Shimadzu; Part No. 062-65005; 1 | T-20381-00
T-20398-00 | In-Line Filter Assembly; Waters; Part No. WAT035190; 1pc | T-20398-00
T-20427-00 | Heater/sensor assembly for FID, TCD, NPD, and S/SL valves and detectors; Agilent; Part No. G1530-67950; Pcs | T-20427-00
T-20447-00 | GC inlet seal, gold plated, with washer.; Agilent; Part No. 5188-5367; 1 pc per pack | T-20447-00
T-20449-00 | Universal Ultra Inert Liner, low pressure drop, glass wool; Agilent; Part No. 5190-3165; 5 pcs per pack | T-20449-00
T-20457-00 | Piston Rod TI p/n: 51107594 Mettler Toldeo | T-20457-00
T-20473-00 | 1/16" OD SS TUBING CUTTER +3; Waters; Part No. WAT022384; 1 pc/pack | T-20473-00
T-20532-00 | Silica Gel 10GRMSX30PCS; Shimadzu; Part No. 200-53655; 10 gr per pack | T-20532-00
T-20540-00 | Kit,Housing,HPMV,Molded p/n: 700010588; Waters; ; | T-20540-00
T-20549-00 | pH electrode InLab Expert Pro; Mettler Toledo; PN : 51343101; Pcs | T-20549-00
T-20572-00 | Furnitures - Potong bondor sesuai lemari | T-20572-00
T-20591-00 | Kit, Performance PLUS seal pack rebuild; Waters; 700011783; 1 pieces / pack | T-20591-00
T-20592-00 | Sample probe, deactivated, for Agilent 7697A headspace; Agilent; G4556-63825; 1pc | T-20592-00
T-20601-00 | 2690 Carousel/Carrier Drive Waters P/N : WAT270928 Waters WAT270928 1 pcs/pack | T-20601-00
T-20646-00 | Performanceplus Vacdeg Chamber Stented p/n: 700011709 Waters700011709 | T-20646-00
T-20715-00 | SYRINGE, 250 ML. WISP. WATERS; WATERS; PN: WAT073109; PCS | T-20715-00
T-20725-00 | Performance Plus Check Valve Housing; Waters; 700002332; | T-20725-00
T-20791-00 | Heater/Cooler Engine 2690; Waters; 700001066; | T-20791-00
T-20841-00 | Lasser Assy (S) Shimadzu 206-71580-91 | T-20841-00
T-20842-00 | Dricabi TS-51-D.U.S Shimadzu 206-71946 | T-20842-00
T-20851-00 | One-piece Fitting, 10 - 32; Waters; 700004841; 10 pcs per pack; Waters; 700004841; 10 pcs/pack | T-20851-00
T-20858-00 | Kit, e2695 Performance Maintenace; Waters; 201000313; 1 | T-20858-00
T-20859-00 | FID/TCD Performance evaluat sample kit ; PN : 18710-60170; Agilent; 18710-60170; 1 pcs/pack | T-20859-00
T-20860-00 | OQ/PV headspace sample ;Agilent; PN : 5182-9733; Agilent; 5182-9733; 1 pcs/pack | T-20860-00
T-20860-00 | OQ/PV headspace sample ;Agilent; PN : 5182-9733; Agilent; 5182-9733; 1 pcs/pack | T-20860-00
T-20926-00 | Micro fuel Cell, B2C Class ; Teledyne; 1 pcs; Teledyne; ; | T-20926-00
T-20947-00 | Electroda Inlab 741 ISM; Mettler Toledo; 30014094; 1 unit | T-20947-00
T-20975-00 | ASSY, FILTER WHEEL,ACQUITY TUV;; Waters; 700005266; 1 pcs/pack | T-20975-00
T-21028-00 | Gas Clean hydrocarbon purifier; Agilent; Part No. CP17972; 1/pk | T-21028-00
T-21029-00 | Gas Clean moisture purifier; Agilent; Part No. CP17971; 1/pk | T-21029-00
T-21030-00 | Gas Clean oxygen purifier; Agilent; Part No. CP17970; 1/pk | T-21030-00
T-21034-00 | Fused Silica Tubing, Prostell, Deactivated 5M, 0.53mm, 0.67mm od; Agilent; P/n: 160-4535-5; | T-21034-00
T-21161-00 | Kalibrasi Furnace; Vulcan; Type : D-550 - Kalibrasi Furnance | T-21161-00
T-21619-00 | Biaya Transportasi / Insitu / Onsite kalibrasi; ; ; pcs | T-21619-00
T-22069-00 | H-14-HEPA-Filter Cartridge with new optimised design for B/C-Max 3, Calire-3; No Brand; -; piece | T-22069-00
T-22174-00 | AHM Board MT 50; Sotax; 3003482; unt | T-22174-00
T-22314-00 | Refill Board DSR Autosampler.; Pharma Test; 317-0133; unit | T-22314-00
T-22337-00 | Moisture Trap for Rocker 300; Rocker; 167301-64; piece | T-22337-00
T-22339-00 | Filter Cartridge Vacuum Regulator Gauge 300/400/410/430 (Moisture Trap); Rocker; -; piece | T-22339-00
T-22348-00 | Replacement Ultra Violet Lamp for Sievers Model 900/M9; HART; A-2100-UVL; pack | T-22348-00
T-22349-00 | Replacement Pump Tubing for Sievers Model 900; HART; A-2101-TUB; pack | T-22349-00
T-22350-00 | Replacement Resin Bed for Sievers Model 900; HART; A-2890-RES; pack | T-22350-00
T-22394-00 | Vision Sensor Monitor USB Memory Stick (1GB); Keyence; OP-87502; pieces | T-22394-00
T-22395-00 | Memory Card for KV Series (1GB); Keyence; KV-M4G; pc | T-22395-00
T-22505-00 | Calibration drive PCB XS; Mettler Toledo; 11106836; piece | T-22505-00
T-22513-00 | Oven Heater Shround; Agilent; G1530-61630; piece | T-22513-00
T-25027-00 | Fitting, Internal Reducer, 1/16 to 1/32 inch; Agilent; p/n: 0100-2594; | T-25027-00
T-25092-00 | TSF Battery without Activator for TrackSense Frigo35900061 | T-25092-00
T-25289-00 | IGNITER GLOW PLUG ASSEMBLY; AGILENT; 19231-60680; 1 PC PER PACK | T-25289-00
T-25372-00 | Electrode holder uPlace; Mettler Toledo; 30019823; | T-25372-00
T-25417-00 | pH Sensor InLab Surface Pro-ISM Measuring range: pH 1 11; Mettler Toledo; P/N 30249570; | T-25417-00
T-25454-00 | Filter Flag, 2998, Classic; Waters; 700003767; | T-25454-00
T-25481-00 | Seal Wash Priming Adapter; Waters; WAT270586; pieces | T-25481-00
T-25577-00 | UV LAMP FOR M500 TOC Analyzer; Sievers; TOC M500; 1 pc | T-25577-00
T-25578-00 | SAMPLE PUMP HEAD FOR M500 TOC Analyzer; Sievers; TOC M500; 1 pc | T-25578-00
T-25579-00 | RESIN BED REPLACEMENT FOR M500 TOC Analyzer; Sievers; TOC M500; 1 pc | T-25579-00
T-26629-00 | Engine, Heater/Cooler; Waters; 700002139; piece | T-26629-00
T-30000-00 | Office Equipment Maintenance | T-30000-00
T-30012-00 | Bracket Proyektor Gantung Universal 80cm; ; ; | T-30012-00
T-30015-00 | CPU Case Bracket Stand CPB5; Orico; ; | T-30015-00
T-80028-00 | Pena Hitam; Snowman V1; pc - Ballpoint Snowman V5 BIRU | T-80028-00
T-80037-00 | Batterai Size AA | T-80037-00
T-80043-00 | Battery ABC Kotak 9V | T-80043-00
T-80046-00 | Baterai AA; Alkaline; Isi 6pc/pck | T-80046-00
T-80047-00 | Baterai AAA; Alkaline; Isi 6pc/pck | T-80047-00
T-80053-00 | Binder CLIP 107 - 19 mm | T-80053-00
T-80054-00 | Binder CLIP 111 - 25 mm | T-80054-00
T-80055-00 | Binder CLIP 155 - 32 mm | T-80055-00
T-80057-00 | Binder CLIP 260 - 51 mm | T-80057-00
T-80060-00 | Box file F4 4011-01 | T-80060-00
T-80108-00 | Cellotape Kertas 2 inch warna Putih | T-80108-00
T-80109-00 | Cellotape / Lakban Kertas 1 inch warna Putih ; No Brand ; pack size per pcs | T-80109-00
T-80110-00 | Clear Holder A4 Bening | T-80110-00
T-80145-00 | Cutter Besar L-500 (18 mm); 5 pc/pck | T-80145-00
T-80149-00 | Cutter Kenko L-150 (besar) - refill | T-80149-00
T-80159-00 | Divider Bulan Jan - Dec | T-80159-00
T-80168-00 | Double Tape 1/2 inch | T-80168-00
T-80169-00 | Double Tape 1 inch | T-80169-00
T-80184-00 | Gunting Besar (8,5 Inch); pc | T-80184-00
T-80198-00 | Isi Stapler Besar NO 3 + 24/6 | T-80198-00
T-80199-00 | Isi Stapler Kecil NO 10 | T-80199-00
T-80242-00 | Label Stiker Tom & Jerry No. 103 | T-80242-00
T-80337-00 | Paper Clips Trigonal No. 1 | T-80337-00
T-80344-00 | Penggaris Besi 30cm | T-80344-00
T-80372-00 | Plakban Kertas 1" | T-80372-00
T-80373-00 | Plakband Bening 2 inch | T-80373-00
T-80376-00 | Plakband Hitam 2 inch | T-80376-00
T-80386-00 | Post-It 3M Sign Here | T-80386-00
T-80387-00 | Post-It 3M Yellow 653 | T-80387-00
T-80391-00 | Post-It Kecil PRONTO warna warni | T-80391-00
T-80394-00 | PVC Pocket BANTEX 2040/A4 - Clear | T-80394-00
T-80429-00 | Spidol Permanent Biru | T-80429-00
T-80458-00 | Stapler MAX HD - 50/50R | T-80458-00
T-80635-00 | Kertas HVS Putih A4 70 gram; | T-80635-00
T-80635-00 | Kertas HVS Putih A4 70 gram; | T-80635-00
T-80681-00 | Battery Kancing Energizer CR2032 3V Lithium; ; ; | T-80681-00
T-80686-00 | Spidol OHP uk. Fine (satuan) - OPF Biru; Snowman; ; Pcs | T-80686-00
T-80708-00 | Tinta HP 955 Black; HP; N9H85A; | T-80708-00
T-80709-00 | Tinta HP 955 Cyan; HP; H9H73A; | T-80709-00
T-80710-00 | Tinta HP 955 Magenta; HP; N9H77A; | T-80710-00
T-80711-00 | Tinta HP 955 Yellow; HP; N9H81A; | T-80711-00
T-80731-00 | Laminating Film JOYKO A4 220 X 308 MM 100 micron (100 sheets per pack); JOYKO; LF100-2231; 100 sheets per pack | T-80731-00
T-80732-00 | Plakban Lantai Merk 3M, ukuran 2 in x 36 yd, tebal 0.14 mm, Warna Kuning; 3M; ; | T-80732-00
T-80794-00 | Snowman Permanent Paint Marker CP-12 Warna Hitam - Merah | T-80794-00
T-80965-00 | Epson Tinta 003 black for Epson L3110; Epson; ; pc | T-80965-00
T-81109-00 | Epson Tinta 003 Blue for Epson; Epson; ; pieces | T-81109-00
T-81111-00 | Epson Tinta 003 Magenta for Epson L3110; Epson; ; | T-81111-00
T-81150-00 | Joyko Permanent Marker dual TIP PM 32 Warna Biru - Merah | T-81150-00